{"text_format":"1","workbook":"xlsx","n_sheets":3,"sheets":["Original","Tabelle1","Auswahlhilfe"],"not_rendered":{"charts":0,"images":2,"macros":1,"external_links":0,"defined_names":1,"comments":2,"pivot_tables":0},"unopened":[],"bounds":{"document_bytes":16777216,"sheet_cells":100000,"rows_first":2000,"rows_last":500,"rows_between":2000,"halvings":0,"cell_chars":16384,"cell_head_chars":4096},"cells_cut":0,"cells_raw":0,"read":"whole","date_system":"1900"}

{"sheet":"Original","index":0,"n_rows":492,"n_cols":431,"rows_kept":492,"cut":false,"hidden":true,"merged":[]}
["Artikel-Nr.","Artikel Beschreibung 1","Artikel Beschreibung 2","Einheit","VPE","In VPE  entahltene Stückzahl","VPE PAL","Listen Preis EUR","Rabatt Gruppe","MF1110","MF1120","MF1126","MF1160","MF1170","MF1210","MF12130","MF12150","MF1220","MF12230","MF1226","MF12309","MF1260","MF12674","MF12695","MF1270","MF1310","MF13150","MF1320","MF13250","MF1326","MF13312","MF13322","MF1360","MF13674","MF13695","MF1370","MF1410","MF1420","MF1426","MF1460","MF14695","MF1470","MF1510","MF1520","MF1526","MF1560","MF1570","MF15903","MF15950","MF15951","MF2110","MF2120","MF2126","MF2160","MF2170","MF2210","MF22131","MF22151","MF2220","MF22231","MF22251","MF2226","MF22309","MF2260","MF22674","MF2270","MF2310","MF23160","MF2320","MF2326","MF23260","MF23322","MF2360","MF23674","MF2370","MF2410","MF24160","MF2420","MF2426","MF24260","MF2460","MF2470","MF2510","MF2520","MF2526","MF2560","MF2570","MF25903","MT1110","MT1120","MT1126","MT1160","MT1169","MT1170","MT1210","MT12130","MT12150","MT1220","MT12230","MT1226","MT12309","MT12509","MT1260","MT12674","MT1267A","MT1269","MT12695","MT1270","MT12709","MT12774","MT1281","MT1310","MT13150","MT1320","MT13250","MT1326","MT13312","MT13322","MT13512","MT1360","MT13674","MT1369","MT13695","MT1370","MT13703","MT13709","MT13722","MT13774M","MT1380","MT1381","MT1410","MT1420","MT1426","MT1460","MT1469","MT14695","MT1470","MT1510","MT1520","MT1526","MT1560","MT1569","MT1570","MT1581","MT15903","MT15950","MT15951","MT2110","MT2120","MT2126","MT2160","MT2169","MT2170","MT2210","MT22131","MT22151","MT2220","MT22231","MT22251","MT2226","MT22309","MT22509","MT2260","MT22674","MT2269","MT2270","MT22709","MT22774","MT2310","MT23160","MT2320","MT2326","MT23260","MT23322","MT23512","MT23519","MT2360","MT23674","MT2369","MT2370","MT23703","MT23709","MT23722","MT23774M","MT2410","MT24160","MT2420","MT2426","MT24260","MT2460","MT2469","MT2470","MT2510","MT2520","MT2526","MT2560","MT2569","MT2570","MT25903","MFS22603","MFS23605","MFS25903","MFS28905","MFS42603","MFS43605","MFS45903","MFS48905","MFS52603","MFS53605","MFS55903","MFS58905","MFSC12613","MFSC12633","MFSC12643","MFSC13615","MFSC13625","MFSC13635","MFSC13645","MFSC15963","MFSC15983","MFSC17965","MFSC18985","MFSC22613","MFSC22633","MFSC22643","MFSC23615","MFSC23635","MFSC23645","MFSC25963","MFSC25983","MFSC27965","MFSC28985","MFSC32613","MFSC32633","MFSC32643","MFSC33615","MFSC33635","MFSC33645","MFSC35963","MFSC35983","MFSC37965","MFSC38985","MFSC42613","MFSC42633","MFSC42643","MFSC43615","MFSC43635","MFSC43645","MFSC45963","MFSC45983","MFSC47965","MFSC48985","MFSC52613","MFSC52633","MFSC52643","MFSC53615","MFSC53635","MFSC53645","MFSC55963","MFSC55983","MFSC57965","MFSC58985","MTS12505","MTS22505","MTS22603","MTS22703","MTS23605","MTS23705","MTS25903","MTS28905","MTS32505","MTS42505","MTS42603","MTS42703","MTS43605","MTS43705","MTS45903","MTS48905","MTS52505","MTS52603","MTS52703","MTS53605","MTS53705","MTS55903","MTS58905","MTSC12515","MTSC12535","MTSC12613","MTSC12633","MTSC12643","MTSC12733","MTSC12743","MTSC12763","MTSC13615","MTSC13635","MTSC13645","MTSC13735","MTSC13745","MTSC13765","MTSC15963","MTSC15983","MTSC17965","MTSC18985","MTSC22515","MTSC22535","MTSC22613","MTSC22633","MTSC22643","MTSC22653","MTSC22733","MTSC22743","MTSC22763","MTSC23615","MTSC23635","MTSC23645","MTSC23735","MTSC23745","MTSC23765","MTSC25963","MTSC25983","MTSC27965","MTSC28985","MTSC32515","MTSC32535","MTSC32613","MTSC32633","MTSC32643","MTSC32733","MTSC32743","MTSC32763","MTSC33615","MTSC33635","MTSC33645","MTSC33735","MTSC33745","MTSC33765","MTSC35963","MTSC35983","MTSC35993","MTSC37965","MTSC38985","MTSC42515","MTSC42535","MTSC42613","MTSC42633","MTSC42643","MTSC42733","MTSC42743","MTSC42753","MTSC42763","MTSC43615","MTSC43635","MTSC43645","MTSC43735","MTSC43745","MTSC43765","MTSC45963","MTSC45973","MTSC45983","MTSC47965","MTSC48985","MTSC52515","MTSC52535","MTSC52613","MTSC52633","MTSC52643","MTSC52733","MTSC52743","MTSC52763","MTSC53615","MTSC53635","MTSC53645","MTSC53735","MTSC53745","MTSC53765","MTSC55963","MTSC55983","MTSC57965","MTSC58985","MXS21201","MXS21301","MXS21401","MXS41301","MXS41401","MXS51301","MXS51401","MXSC11211","MXSC11231","MXSC11311","MXSC11331","MXSC11341","MXSC11361","MXSC11411","MXSC11431","MXSC11441","MXSC11461","MXSC21211","MXSC21231","MXSC21311","MXSC21331","MXSC21341","MXSC21361","MXSC21411","MXSC21431","MXSC21441","MXSC21461","MXSC31311","MXSC31331","MXSC31341","MXSC31351","MXSC31361","MXSC31411","MXSC31431","MXSC31441","MXSC31461","MXSC41311","MXSC41331","MXSC41341","MXSC41361","MXSC41411","MXSC41431","MXSC41441","MXSC41461","MXSC51311","MXSC51331","MXSC51341","MXSC51361","MXSC51411","MXSC51431","MXSC51441","MXSC51461"]
["FAG11N","Abdeckplatte 250x150mm 1FB/1RE","geschlossen","ST",1,1,0,23.8,"335",1,null,1,1,1,null,null,null,null,null,null,null,null,null,null,null,null,null,null,null,null,null,null,null,null,null,null,null,null,null,null,null,null,null,null,null,null,null,null,null,null,null,null,null,null,null,null,null,null,null,null,null,null,null,null,null,null,null,null,null,null,null,null,null,null,null,null,null,null,null,null,null,null,null,null,null,null,null,null,1,null,1,1,null,1]
["FAG11N10","Abdeckplatte 250x150mm 1FB/1RE","geschlossen (10 Stück)","ST",1,10,0,158.5,"335"]
["FAG12N","Abdeckplatte 250x300mm 1FB/2RE","geschlossen","ST",1,1,0,30.3,"335",null,null,null,null,null,1,null,null,null,null,1,null,1,null,null,1,null,null,null,null,null,null,null,null,null,null,null,null,null,null,null,null,null,null,null,null,null,null,null,null,null,null,null,null,null,null,null,null,null,null,null,null,null,null,null,null,null,null,null,null,null,null,null,null,null,null,null,null,null,null,null,null,null,null,null,null,null,null,null,null,null,null,null,null,null,1,null,null,null,null,1,null,null,1,null,null,1,null,1]
["FAG12N10","Abdeckplatte 250x300mm 1FB/2RE","geschlossen (10 Stück)","ST",1,10,0,201.5,"335"]
["FAG13N","Abdeckplatte 250x450mm 1FB/3RE","geschlossen","ST",1,1,0,34.299999999999997,"335",null,null,null,null,null,null,null,null,null,null,null,null,null,null,null,null,1,null,null,null,1,null,null,1,null,null,1,null,null,null,null,null,null,null,null,null,null,null,null,null,null,null,null,null,null,null,null,null,null,null,null,null,null,null,null,null,null,null,null,null,null,null,null,null,null,null,null,null,null,null,null,null,null,null,null,null,null,null,null,null,null,null,null,null,null,null,null,null,null,null,null,null,null,null,null,null,null,null,null,null,null,null,1,null,null,null,1,null,null,null,1,null,null,null,1]
["FAG13N10","Abdeckplatte 250x450mm 1FB/3RE","geschlossen (10 Stück)","ST",1,10,0,228.5,"335"]
["FAG14N","Abdeckplatte 250x600mm 1FB/4RE","geschlossen","ST",1,1,0,37.5,"335",null,null,null,null,null,null,null,null,null,null,null,null,null,null,null,null,null,null,null,null,null,null,null,null,null,null,null,1,null,1,1,null,1,null,null,null,null,null,null,null,null,null,null,null,null,null,null,null,null,null,null,null,null,null,null,null,null,null,null,null,null,null,null,null,null,null,null,null,null,null,null,null,null,null,null,null,null,null,null,null,null,null,null,null,null,null,null,null,null,null,null,null,null,null,null,null,null,null,null,null,null,null,null,null,null,null,null,null,null,null,null,null,null,null,null,null,null,null,null,null,null,1,null,1,1,1,null,1]
["FAG14N10","Abdeckplatte 250x600mm 1FB/4RE","geschlossen (10 Stück)","ST",1,10,0,251,"335"]
["FAG15N","Abdeckplatte 250x750mm 1FB/5RE","geschlossen","ST",1,1,0,47.7,"335",null,null,null,null,null,null,null,null,null,null,null,null,null,null,null,null,null,null,null,null,null,null,null,null,null,null,null,null,null,null,null,null,null,1,null,1,1,1,null,null,null,null,null,null,null,null,null,null,null,null,null,null,null,null,null,null,null,null,null,null,null,null,null,null,null,null,null,null,null,null,null,null,null,null,null,null,null,null,null,null,null,null,null,null,null,null,null,null,null,null,null,null,null,null,null,null,null,null,null,null,null,null,null,null,null,null,null,null,null,null,null,null,null,null,null,null,null,null,null,null,null,null,null,null,null,null,null,null,1,null,1,1,1,1]
["FAG15N10","Abdeckplatte 250x750mm 1FB/5RE","geschlossen (10 Stück)","ST",1,10,0,319,"335"]
["FAG21N","Abdeckplatte 500x150mm 2FB/1RE","geschlossen","ST",1,1,0,26.9,"335",null,null,null,null,null,null,null,null,null,null,null,null,null,null,null,null,null,null,null,null,null,null,null,null,null,null,null,null,null,null,null,null,null,null,null,null,null,null,null,null,null,1,null,1,1,1,null,null,null,null,null,null,null,null,null,null,null,null,null,null,null,null,null,null,null,null,null,null,null,null,null,null,null,null,null,null,null,null,null,null,null,null,null,null,null,null,null,null,null,null,null,null,null,null,null,null,null,null,null,null,null,null,null,null,null,null,null,null,null,null,null,null,null,null,null,null,null,null,null,null,null,null,null,null,null,null,null,null,null,null,null,null,null,null,null,null,null,null,1,null,1,1,1,1]
["FAG21N10","Abdeckplatte 500x150mm 2FB/1RE","geschlossen (10 Stück)","ST",1,10,0,180.5,"335"]
["FAG22N","Abdeckplatte 500x300mm 2FB/2RE","geschlossen","ST",1,1,0,36.799999999999997,"335",null,null,null,null,null,null,null,null,null,null,null,null,null,null,null,null,null,null,null,null,null,null,null,null,null,null,null,null,null,null,null,null,null,null,null,null,null,null,null,null,null,null,null,null,null,null,1,null,null,null,null,null,1,null,1,null,1,null,null,null,null,null,null,null,null,null,null,null,null,null,null,null,null,null,null,null,null,null,null,null,null,null,null,null,null,null,null,null,null,null,null,null,null,null,null,null,null,null,null,null,null,null,null,null,null,null,null,null,null,null,null,null,null,null,null,null,null,null,null,null,null,null,null,null,null,null,null,null,null,null,null,null,null,null,null,null,null,null,null,null,null,null,null,null,null,null,null,null,null,null,1,null,null,1,null,1,1]
["FAG22N10","Abdeckplatte 500x300mm 2FB/2RE","geschlossen (10 Stück)","ST",1,10,0,245.5,"335"]
["FAG23N","Abdeckplatte 500x450mm 2FB/3RE","geschlossen","ST",1,1,0,47.6,"335",null,null,null,null,null,null,null,null,null,null,null,null,null,null,null,null,null,null,null,null,null,null,null,null,null,null,null,null,null,null,null,null,null,null,null,null,null,null,null,null,null,null,null,null,null,null,null,null,null,null,null,null,null,null,null,null,null,1,null,null,1,null,null,1,null,1,null,null,null,null,null,null,null,null,null,null,null,null,null,null,null,null,null,null,null,null,null,null,null,null,null,null,null,null,null,null,null,null,null,null,null,null,null,null,null,null,null,null,null,null,null,null,null,null,null,null,null,null,null,null,null,null,null,null,null,null,null,null,null,null,null,null,null,null,null,null,null,null,null,null,null,null,null,null,null,null,null,null,null,null,null,null,null,null,null,null,null,null,null,1,null,null,1,null,null,null,null,1,null,1,1]
["FAG23N10","Abdeckplatte 500x450mm 2FB/3RE","geschlossen (10 Stück)","ST",1,10,0,317.5,"335"]
["FAG24N","Abdeckplatte 500x600mm 2FB/4RE","geschlossen","ST",1,1,0,58.5,"335",null,null,null,null,null,null,null,null,null,null,null,null,null,null,null,null,null,null,null,null,null,null,null,null,null,null,null,null,null,null,null,null,null,null,null,null,null,null,null,null,null,null,null,null,null,null,null,null,null,null,null,null,null,null,null,null,null,null,null,null,null,null,null,null,null,null,1,null,null,1,null,1,1,null,null,null,null,null,null,null,null,null,null,null,null,null,null,null,null,null,null,null,null,null,null,null,null,null,null,null,null,null,null,null,null,null,null,null,null,null,null,null,null,null,null,null,null,null,null,null,null,null,null,null,null,null,null,null,null,null,null,null,null,null,null,null,null,null,null,null,null,null,null,null,null,null,null,null,null,null,null,null,null,null,null,null,null,null,null,null,null,null,null,null,null,null,null,null,null,null,null,null,null,null,null,1,null,null,1,null,1,1,1]
["FAG24N10","Abdeckplatte 500x600mm 2FB/4RE","geschlossen (10 Stück)","ST",1,10,0,390.5,"335"]
["FAG25N","Abdeckplatte 500x750mm 2FB/5RE","geschlossen","ST",1,1,0,75.7,"335",null,null,null,null,null,null,null,null,null,null,null,null,null,null,null,null,null,null,null,null,null,null,null,null,null,null,null,null,null,null,null,null,null,null,null,null,null,null,null,null,null,null,null,null,null,null,null,null,null,null,null,null,null,null,null,null,null,null,null,null,null,null,null,null,null,null,null,null,null,null,null,null,null,1,null,1,1,1,null,null,null,null,null,null,null,null,null,null,null,null,null,null,null,null,null,null,null,null,null,null,null,null,null,null,null,null,null,null,null,null,null,null,null,null,null,null,null,null,null,null,null,null,null,null,null,null,null,null,null,null,null,null,null,null,null,null,null,null,null,null,null,null,null,null,null,null,null,null,null,null,null,null,null,null,null,null,null,null,null,null,null,null,null,null,null,null,null,null,null,null,null,null,null,null,null,null,null,null,null,null,null,null,null,1,null,1,1,1,1]
["FAG25N5","Abdeckplatte 500x750mm 2FB/5RE","geschlossen (5 Stück)","ST",1,5,0,252,"335"]
["FAH1N100","Abdeckungshalter 55mm","für flache Module MF.. (100 Stück)","ST",1,100,0,203.5,"335"]
["FAH1N4","Abdeckungshalter 55mm","für flache Module MF.. (4 Stück)","ST",1,4,0,12.2,"335",1,1,1,1,1,1,1,1,1,1,1,1,1,1,1,1,1,1,1,1,1,1,1,1,1,1,1,1,1,1,1,1,1,1,1,1,1,1,1,1,1,1,1,1,1,1,1,null,null,1,null,null,1,1,1,1,1,1,1,1,1,1,1,1,1,1,1,null,1,1,null,1,1,1,1,1,1,1,1]
["FAH2N100","Abdeckungshalter 87mm","für tiefe Module MT.. (100 Stück)","ST",1,100,0,240.5,"335"]
["FAH2N4","Abdeckungshalter 87mm","für tiefe Module MT.. (4 Stück)","ST",1,4,0,14.5,"335",null,null,null,null,null,null,null,null,null,null,null,null,null,null,null,null,null,null,null,null,null,null,null,null,null,null,null,null,null,null,null,null,null,null,null,null,null,null,null,null,null,null,null,null,null,null,null,null,null,null,null,null,null,null,null,null,null,null,null,null,null,null,null,null,null,null,null,null,null,null,null,null,null,null,null,null,null,null,null,1,1,1,1,1,1,1,1,null,1,1,1,1,1,1,1,null,1,1,1,1,1,null,1,1,1,1,1,1,1,null,1,1,1,1,1,1,1,1,null,null,null,null,null,null,null,1,1,1,null,null,null,null,null,1,null,1,1,1,1,1,1,1,1,1,1,null,null,1,null,1,1,1,1,1,1,1,1,1,null,1,1,1,1,1,1,1,1,1,1,1,1,1,1,1,null,1,null,1,1,null,1,1,1,1,1,1,1,1,1,1]
["FAH5N2","Abdeckungshalter gewinkelt","für 40mm Sammelschiene (2 Paar)","ST",1,2,0,12.9,"335",null,null,null,null,null,null,null,null,null,null,null,null,null,null,null,null,null,null,null,null,null,null,null,null,null,null,null,null,null,null,null,null,null,null,null,null,null,null,null,null,null,null,null,null,null,null,null,null,null,null,null,null,null,null,null,null,null,null,null,null,null,null,null,null,null,null,null,null,null,null,null,null,null,null,null,null,null,null,null,null,null,null,null,null,null,null,null,null,null,null,null,null,1,null,null,null,null,null,null,null,null,null,null,null,null,null,null,null,null,null,null,null,null,null,null,null,null,null,null,null,null,null,null,null,null,null,null,null,null,null,null,null,null,null,null,null,null,null,null,null,null,null,null,null,null,null,null,null,null,null,null,null,1,null,null,null,null,null,null,null,null,null,null,null,null,null,null,null,null,null,null,null,null,null,null,null,null,null,null,null,null,null,null,null,null,null,null,null,null,null,null,null,null,null,null,null,null,null,null,null,null,null,null,null,null,null,null,null,null,null,null,null,null,null,null,null,null,null,null,null,null,null,null,null,null,null,null,null,null,null,null,null,null,null,null,null,null,null,null,null,null,null,null,null,null,null,null,null,null,null,null,null,null,1,1,null,null,null,null,null,null,2,2,null,null,null,null,null,null,2,null,null,null,null,null,null,1,1,null,null,null,null,null,null,null,null,null,null,null,null,null,null,null,null,1,1,null,null,null,null,null,null,null,null,null,null,null,null,null,null,null,null,null,2,2,null,null,null,null,null,null,null,null,null,null,null,null,null,null,null,null,null,2,2,null,null,null,null,null,null,null,null,null,null,null,null,null,null,null,null,null,null,2,2]
["FAO11N","Abdeckplatte 250x150mm 1FB/1RE","offen, Reihenabstand 150/125mm","ST",1,1,0,21.2,"335",null,1,null,null,null,null,null,null,null,null,null,null,null,null,null,null,null,null,null,null,null,null,null,null,null,null,null,null,null,null,null,null,null,null,null,null,null,null,null,null,null,null,null,null,null,null,null,null,null,null,null,null,null,null,null,null,null,null,null,null,null,null,null,null,null,null,null,null,null,null,null,null,null,null,null,null,null,null,null,null,1]
["FAO11N10","Abdeckplatte 250x150mm 1FB/1RE","offen, Reihenabstand 150/125mm (10 Stück)","ST",1,10,0,141.5,"335"]
["FAO1222N","Abdeckplatte 250x300mm 1FB/2RE","offen, Reihenabstand 125mm","ST",1,1,0,39.9,"335"]
["FAO1223N","Abdeckplatte 250x300mm 1FB/2RE","offen, Reihenabstand 87,5mm","ST",1,1,0,29.3,"335"]
["FAO1223N10","Abdeckplatte 250x300mm 1FB/2RE","offen, Reihenabstand 87,5 mm (10 Stück)","ST",1,10,0,210.5,"335"]
["FAO12N","Abdeckplatte 250x300mm 1FB/2RE","offen, Reihenabstand 150mm","ST",1,1,0,24,"335",null,null,null,null,null,null,null,null,1,null,null,null,null,null,null,null,null,null,null,null,null,null,null,null,null,null,null,null,null,null,null,null,null,null,null,null,null,null,null,null,null,null,null,null,null,null,null,null,null,null,null,null,null,null,null,null,null,null,null,null,null,null,null,null,null,null,null,null,null,null,null,null,null,null,null,null,null,null,null,null,null,null,null,null,null,null,null,null,1]
["FAO12N10","Abdeckplatte 250x300mm 1FB/2RE","offen, Reihenabstand 150mm (10 Stück)","ST",1,10,0,160,"335"]
["FAO1322N","Abdeckplatte 250x450mm 1FB/3RE","offen, Reihenabstand 125mm","ST",1,1,0,47.6,"335"]
["FAO13N","Abdeckplatte 250x450mm 1FB/3RE","offen, Reihenabstand 150mm","ST",1,1,0,29.2,"335",null,null,null,null,null,null,null,null,null,null,null,null,null,null,null,null,null,null,1,null,null,null,null,null,null,null,null,null,null,null,null,null,null,null,null,null,null,null,null,null,null,null,null,null,null,null,null,null,null,null,null,null,null,null,null,null,null,null,null,null,null,null,null,null,null,null,null,null,null,null,null,null,null,null,null,null,null,null,null,null,null,null,null,null,null,null,null,null,null,null,null,null,null,null,null,null,null,null,null,null,null,null,null,null,1]
["FAO13N10","Abdeckplatte 250x450mm 1FB/3RE","offen, Reihenabstand 150mm (10 Stück)","ST",1,10,0,195,"335"]
["FAO1422N","Abdeckplatte 250x600mm 1FB/4RE","offen, Reihenabstand 125mm","ST",1,1,0,58.2,"335"]
["FAO14N","Abdeckplatte 250x600mm 1FB/4RE","offen, Reihenabstand 150mm","ST",1,1,0,32.1,"335",null,null,null,null,null,null,null,null,null,null,null,null,null,null,null,null,null,null,null,null,null,null,null,null,null,null,null,null,1,null,null,null,null,null,null,null,null,null,null,null,null,null,null,null,null,null,null,null,null,null,null,null,null,null,null,null,null,null,null,null,null,null,null,null,null,null,null,null,null,null,null,null,null,null,null,null,null,null,null,null,null,null,null,null,null,null,null,null,null,null,null,null,null,null,null,null,null,null,null,null,null,null,null,null,null,null,null,null,null,null,null,null,null,null,null,null,null,null,null,null,null,null,1]
["FAO14N10","Abdeckplatte 250x600mm 1FB/4RE","offen, Reihenabstand 150mm (10 Stück)","ST",1,10,0,214.5,"335"]
["FAO15N","Abdeckplatte 250x750mm 1FB/5RE","offen, Reihenabstand 150mm","ST",1,1,0,42.7,"335",null,null,null,null,null,null,null,null,null,null,null,null,null,null,null,null,null,null,null,null,null,null,null,null,null,null,null,null,null,null,null,null,null,null,1,null,null,null,null,null,null,null,null,null,null,null,null,null,null,null,null,null,null,null,null,null,null,null,null,null,null,null,null,null,null,null,null,null,null,null,null,null,null,null,null,null,null,null,null,null,null,null,null,null,null,null,null,null,null,null,null,null,null,null,null,null,null,null,null,null,null,null,null,null,null,null,null,null,null,null,null,null,null,null,null,null,null,null,null,null,null,null,null,null,null,null,null,null,null,1]
["FAO15N10","Abdeckplatte 250x750mm 1FB/5RE","offen, Reihenabstand 150mm (10 Stück)","ST",1,10,0,284.5,"335"]
["FAO21N","Abdeckplatte 500x150mm 2FB/1RE","offen, Reihenabstand 150/125mm","ST",1,1,0,23.9,"335",null,null,null,null,null,null,null,null,null,null,null,null,null,null,null,null,null,null,null,null,null,null,null,null,null,null,null,null,null,null,null,null,null,null,null,null,null,null,null,null,null,null,1,null,null,null,null,null,null,null,null,null,null,null,null,null,null,null,null,null,null,null,null,null,null,null,null,null,null,null,null,null,null,null,null,null,null,null,null,null,null,null,null,null,null,null,null,null,null,null,null,null,null,null,null,null,null,null,null,null,null,null,null,null,null,null,null,null,null,null,null,null,null,null,null,null,null,null,null,null,null,null,null,null,null,null,null,null,null,null,null,null,null,null,null,null,null,null,null,1]
["FAO21N10","Abdeckplatte 500x150mm 2FB/1RE","offen, Reihenabstand 150/125mm (10 Stück)","ST",1,10,0,160,"335"]
["FAO2223N","Abdeckplatte 500x300mm 2FB/3RE","offen, Reihenabstand 87,5mm","ST",1,1,0,39.799999999999997,"335"]
["FAO2223N10","Abdeckplatte 500x300mm 2FB/3RE","offen, Reihenabstand 87,5mm (10 Stück)","ST",1,10,0,316.5,"335"]
["FAO22N","Abdeckplatte 500x300mm 2FB/2RE","offen, Reihenabstand 150mm (10 Stück)","ST",1,1,0,32.1,"335",null,null,null,null,null,null,null,null,null,null,null,null,null,null,null,null,null,null,null,null,null,null,null,null,null,null,null,null,null,null,null,null,null,null,null,null,null,null,null,null,null,null,null,null,null,null,null,null,null,1,null,null,null,null,null,null,null,null,null,null,null,null,null,null,null,null,null,null,null,null,null,null,null,null,null,null,null,null,null,null,null,null,null,null,null,null,null,null,null,null,null,null,null,null,null,null,null,null,null,null,null,null,null,null,null,null,null,null,null,null,null,null,null,null,null,null,null,null,null,null,null,null,null,null,null,null,null,null,null,null,null,null,null,null,null,null,null,null,null,null,null,null,null,null,null,null,null,1]
["FAO22N10","Abdeckplatte 500x300mm 2FB/2RE","offen, Reihenabstand 150mm (10 Stück)","ST",1,10,0,214.5,"335"]
["FAO23N","Abdeckplatte 500x450mm 2FB/3RE","offen, Reihenabstand 150mm","ST",1,1,0,43.2,"335",null,null,null,null,null,null,null,null,null,null,null,null,null,null,null,null,null,null,null,null,null,null,null,null,null,null,null,null,null,null,null,null,null,null,null,null,null,null,null,null,null,null,null,null,null,null,null,null,null,null,null,null,null,null,null,null,null,null,null,1,null,null,null,null,null,null,null,null,null,null,null,null,null,null,null,null,null,null,null,null,null,null,null,null,null,null,null,null,null,null,null,null,null,null,null,null,null,null,null,null,null,null,null,null,null,null,null,null,null,null,null,null,null,null,null,null,null,null,null,null,null,null,null,null,null,null,null,null,null,null,null,null,null,null,null,null,null,null,null,null,null,null,null,null,null,null,null,null,null,null,null,null,null,null,null,null,null,null,null,null,null,1]
["FAO23N10","Abdeckplatte 500x450mm 2FB/3RE","offen, Reihenabstand 150mm (10 Stück)","ST",1,10,0,287,"335"]
["FAO24N","Abdeckplatte 500x600mm 2FB/4RE","offen, Reihenabstand 150mm","ST",1,1,0,48.3,"335",null,null,null,null,null,null,null,null,null,null,null,null,null,null,null,null,null,null,null,null,null,null,null,null,null,null,null,null,null,null,null,null,null,null,null,null,null,null,null,null,null,null,null,null,null,null,null,null,null,null,null,null,null,null,null,null,null,null,null,null,null,null,null,null,null,null,null,null,1,null,null,null,null,null,null,null,null,null,null,null,null,null,null,null,null,null,null,null,null,null,null,null,null,null,null,null,null,null,null,null,null,null,null,null,null,null,null,null,null,null,null,null,null,null,null,null,null,null,null,null,null,null,null,null,null,null,null,null,null,null,null,null,null,null,null,null,null,null,null,null,null,null,null,null,null,null,null,null,null,null,null,null,null,null,null,null,null,null,null,null,null,null,null,null,null,null,null,null,null,null,null,null,null,null,null,null,null,1]
["FAO24N10","Abdeckplatte 500x600mm 2FB/4RE","offen, Reihenabstand 150mm (10 Stück)","ST",1,10,0,322,"335"]
["FAO25N","Abdeckplatte 500x750mm 2FB/5RE","offen, Reihenabstand 150mm","ST",1,1,0,65,"335",null,null,null,null,null,null,null,null,null,null,null,null,null,null,null,null,null,null,null,null,null,null,null,null,null,null,null,null,null,null,null,null,null,null,null,null,null,null,null,null,null,null,null,null,null,null,null,null,null,null,null,null,null,null,null,null,null,null,null,null,null,null,null,null,null,null,null,null,null,null,null,null,null,null,1,null,null,null,null,null,null,null,null,null,null,null,null,null,null,null,null,null,null,null,null,null,null,null,null,null,null,null,null,null,null,null,null,null,null,null,null,null,null,null,null,null,null,null,null,null,null,null,null,null,null,null,null,null,null,null,null,null,null,null,null,null,null,null,null,null,null,null,null,null,null,null,null,null,null,null,null,null,null,null,null,null,null,null,null,null,null,null,null,null,null,null,null,null,null,null,null,null,null,null,null,null,null,null,null,null,null,null,null,null,1]
["FAO25N5","Abdeckplatte 500x750mm 2FB/5RE","offen, Reihenabstand 150mm (5 Stück)","ST",1,5,0,217,"335"]
["FAP12674N","Abdeckplatte 250x300mm 1FB/2RE","perforiert für 7x D02 waagrecht","ST",1,1,0,53.2,"335",null,null,null,null,null,null,null,null,null,null,null,null,null,1,null,null,null,null,null,null,null,null,null,null,null,null,null,null,null,null,null,null,null,null,null,null,null,null,null,null,null,null,null,null,null,null,null,null,null,null,null,null,null,null,null,null,null,null,null,null,null,null,null,null,null,null,null,null,null,null,null,null,null,null,null,null,null,null,null,null,null,null,null,null,null,null,null,null,null,null,null,null,null,null,1,null,null,null,null,null,1]
["FAP12674N5","Abdeckplatte 250x300mm 1FB/2RE","perforiert für 7x D02 waagrecht    (5 Stück)","ST",1,5,0,184.5,"335"]
["FAP12695N","Abdeckplatte 250x300mm 1FB/2RE","perforiert für 8x D02 senkrecht","ST",1,1,0,36.799999999999997,"335",null,null,null,null,null,null,null,null,null,null,null,null,null,null,1,null,null,null,null,null,null,null,null,null,null,null,null,null,null,null,null,null,null,null,null,null,null,null,null,null,null,null,null,null,null,null,null,null,null,null,null,null,null,null,null,null,null,null,null,null,null,null,null,null,null,null,null,null,null,null,null,null,null,null,null,null,null,null,null,null,null,null,null,null,null,null,null,null,null,null,null,null,null,null,null,null,null,1]
["FAP12709N","Abdeckplatte 250x300mm 1FB/2RE","für NH00 / NH000 auf Montage-Traverse/SammelS","ST",1,1,0,36.299999999999997,"335",null,null,null,null,null,null,null,null,null,null,null,1,null,null,null,null,null,null,null,null,null,null,null,null,null,null,null,null,null,null,null,null,null,null,null,null,null,null,null,null,null,null,null,null,null,null,null,null,null,null,null,null,null,null,null,null,null,null,null,null,null,null,null,null,null,null,null,null,null,null,null,null,null,null,null,null,null,null,null,null,null,null,null,null,null,null,null,null,null,null,null,1,1,null,null,null,null,null,null,1]
["FAP12709N5","Abdeckplatte 250x300mm 1FB/2RE","für NH00/NH000 auf Mont-Traverse/SammelS (5 Stück)","ST",1,5,0,115.5,"335"]
["FAP13674N","Abdeckplatte 250x450mm 1FB/3RE","SammelS 60mm (5-polig), NH00 / NH000 / D02","ST",1,1,0,47.2,"335",null,null,null,null,null,null,null,null,null,null,null,null,null,null,null,null,null,null,null,null,null,null,null,null,1,null,null,null,null,null,null,null,null,null,null,null,null,null,null,null,null,null,null,null,null,null,null,null,null,null,null,null,null,null,null,null,null,null,null,null,null,null,null,null,null,null,null,null,null,null,null,null,null,null,null,null,null,null,null,null,null,null,null,null,null,null,null,null,null,null,null,null,null,null,null,null,null,null,null,null,null,null,null,null,null,null,null,null,null,null,null,1]
["FAP13695N","Abdeckplatte 250x450mm 1FB/3RE","perforiert für 14x D02 senkrech","ST",1,1,0,47.2,"335",null,null,null,null,null,null,null,null,null,null,null,null,null,null,null,null,null,null,null,null,null,null,null,null,null,1,null,null,null,null,null,null,null,null,null,null,null,null,null,null,null,null,null,null,null,null,null,null,null,null,null,null,null,null,null,null,null,null,null,null,null,null,null,null,null,null,null,null,null,null,null,null,null,null,null,null,null,null,null,null,null,null,null,null,null,null,null,null,null,null,null,null,null,null,null,null,null,null,null,null,null,null,null,null,null,null,null,null,null,null,null,null,null,1]
["FAP13703N","Abdeckplatte 250x450mm 1FB/3RE","SammelS 60mm für NH00-Leisten, EBM 70mm","ST",1,1,0,69.3,"335",null,null,null,null,null,null,null,null,null,null,null,null,null,null,null,null,null,null,null,null,null,null,null,null,null,null,null,null,null,null,null,null,null,null,null,null,null,null,null,null,null,null,null,null,null,null,null,null,null,null,null,null,null,null,null,null,null,null,null,null,null,null,null,null,null,null,null,null,null,null,null,null,null,null,null,null,null,null,null,null,null,null,null,null,null,null,null,null,null,null,null,null,null,null,null,null,null,null,null,null,null,null,null,null,null,null,null,null,null,null,null,null,null,null,null,1]
["FAP13709N","Abdeckplatte 250x450mm 1FB/3RE","SammelS 60mm (5-polig), NH00 / NH000","ST",1,1,0,47.2,"335",null,null,null,null,null,null,null,null,null,null,null,null,null,null,null,null,null,null,null,null,null,null,null,null,null,null,null,null,null,null,null,null,null,null,null,null,null,null,null,null,null,null,null,null,null,null,null,null,null,null,null,null,null,null,null,null,null,null,null,null,null,null,null,null,null,null,null,null,null,null,null,null,null,null,null,null,null,null,null,null,null,null,null,null,null,null,null,null,null,null,null,null,null,null,null,null,null,null,null,null,null,null,null,null,null,null,null,null,null,null,null,null,null,null,null,null,1]
["FAP13722N","Abdeckplatte 250x450mm 1FB/3RE","SammelS 60mm für NH2-Trenner, EBM 70mm","ST",1,1,0,42.4,"335",null,null,null,null,null,null,null,null,null,null,null,null,null,null,null,null,null,null,null,null,null,null,null,null,null,null,null,null,null,null,null,null,null,null,null,null,null,null,null,null,null,null,null,null,null,null,null,null,null,null,null,null,null,null,null,null,null,null,null,null,null,null,null,null,null,null,null,null,null,null,null,null,null,null,null,null,null,null,null,null,null,null,null,null,null,null,null,null,null,null,null,null,null,null,null,null,null,null,null,null,null,null,null,null,null,null,null,null,null,null,null,null,null,null,null,null,null,1]
["FAP14695N","Abdeckplatte 250x600mm 1FB/4RE","perforiert für 20x D02 senkrecht","ST",1,1,0,34.4,"335",null,null,null,null,null,null,null,null,null,null,null,null,null,null,null,null,null,null,null,null,null,null,null,null,null,null,null,null,null,null,null,1,null,null,null,null,null,null,null,null,null,null,null,null,null,null,null,null,null,null,null,null,null,null,null,null,null,null,null,null,null,null,null,null,null,null,null,null,null,null,null,null,null,null,null,null,null,null,null,null,null,null,null,null,null,null,null,null,null,null,null,null,null,null,null,null,null,null,null,null,null,null,null,null,null,null,null,null,null,null,null,null,null,null,null,null,null,null,null,null,null,null,null,null,null,null,1]
["FAP15903N","Abdeckplatte 250x750mm 1FB/5RE","perforiert für 4x NH00 Leisten","ST",1,1,0,97.5,"335",null,null,null,null,null,null,null,null,null,null,null,null,null,null,null,null,null,null,null,null,null,null,null,null,null,null,null,null,null,null,null,null,null,null,null,null,null,null,1,null,null,null,null,null,null,null,null,null,null,null,null,null,null,null,null,null,null,null,null,null,null,null,null,null,null,null,null,null,null,null,null,null,null,null,null,null,null,null,null,null,null,null,null,null,null,null,null,null,null,null,null,null,null,null,null,null,null,null,null,null,null,null,null,null,null,null,null,null,null,null,null,null,null,null,null,null,null,null,null,null,null,null,null,null,null,null,null,null,null,null,null,null,null,null,null,1]
["FAP22674N","Abdeckplatte 500x300mm 2FB/2RE","perforiert für 16x D02 waagrecht","ST",1,1,0,58.8,"335",null,null,null,null,null,null,null,null,null,null,null,null,null,null,null,null,null,null,null,null,null,null,null,null,null,null,null,null,null,null,null,null,null,null,null,null,null,null,null,null,null,null,null,null,null,null,null,null,null,null,null,null,null,null,null,1,null,null,null,null,null,null,null,null,null,null,null,null,null,null,null,null,null,null,null,null,null,null,null,null,null,null,null,null,null,null,null,null,null,null,null,null,null,null,null,null,null,null,null,null,null,null,null,null,null,null,null,null,null,null,null,null,null,null,null,null,null,null,null,null,null,null,null,null,null,null,null,null,null,null,null,null,null,null,null,null,null,null,null,null,null,null,null,null,null,null,null,null,null,null,null,null,null,null,1]
["FAP22674N5","Abdeckplatte 500x300mm 2FB/2RE","SammelS 60mm (3-polig) NH00/NH000/D02   (5 Stück)","ST",1,5,0,196,"335"]
["FAP22709N","Abdeckplatte 500x300mm 2FB/2RE","für NH00/NH000 auf Montage-Traverse / SammelS","ST",1,1,0,53,"335",null,null,null,null,null,null,null,null,null,null,null,null,null,null,null,null,null,null,null,null,null,null,null,null,null,null,null,null,null,null,null,null,null,null,null,null,null,null,null,null,null,null,null,null,null,null,null,null,null,null,null,null,null,1,null,null,null,null,null,null,null,null,null,null,null,null,null,null,null,null,null,null,null,null,null,null,null,null,null,null,null,null,null,null,null,null,null,null,null,null,null,null,null,null,null,null,null,null,null,null,null,null,null,null,null,null,null,null,null,null,null,null,null,null,null,null,null,null,null,null,null,null,null,null,null,null,null,null,null,null,null,null,null,null,null,null,null,null,null,null,null,null,null,null,null,null,null,null,null,null,null,1,1,null,null,null,null,1]
["FAP22709N5","Abdeckplatte 500x300mm 2FB/2RE","für NH00/NH000 auf Mon-Traverse/SammelS  (5 Stück)","ST",1,5,0,195.5,"335"]
["FAP23160N","Abdeckplatte 500x450mm 2FB/3RE","perforiert für Lastschalter 800A - 1600A 3/4p","ST",1,1,0,72.7,"335",null,null,null,null,null,null,null,null,null,null,null,null,null,null,null,null,null,null,null,null,null,null,null,null,null,null,null,null,null,null,null,null,null,null,null,null,null,null,null,null,null,null,null,null,null,null,null,null,null,null,null,null,null,null,null,null,null,null,1,null,null,null,null,null,null,null,null,null,null,null,null,null,null,null,null,null,null,null,null,null,null,null,null,null,null,null,null,null,null,null,null,null,null,null,null,null,null,null,null,null,null,null,null,null,null,null,null,null,null,null,null,null,null,null,null,null,null,null,null,null,null,null,null,null,null,null,null,null,null,null,null,null,null,null,null,null,null,null,null,null,null,null,null,null,null,null,null,null,null,null,null,null,null,null,null,null,null,null,null,null,1]
["FAP23512N","Abdeckplatte 500x450mm 2FB/3RE","SammelS 40mm für 2xNH1-Trenner, EBM 70mm","ST",1,1,0,72.2,"335",null,null,null,null,null,null,null,null,null,null,null,null,null,null,null,null,null,null,null,null,null,null,null,null,null,null,null,null,null,null,null,null,null,null,null,null,null,null,null,null,null,null,null,null,null,null,null,null,null,null,null,null,null,null,null,null,null,null,null,null,null,null,null,null,null,null,null,null,null,null,null,null,null,null,null,null,null,null,null,null,null,null,null,null,null,null,null,null,null,null,null,null,null,null,null,null,null,null,null,null,null,null,null,null,null,null,null,null,null,null,null,null,null,null,null,null,null,null,null,null,null,null,null,null,null,null,null,null,null,null,null,null,null,null,null,null,null,null,null,null,null,null,null,null,null,null,null,null,null,null,null,null,null,null,null,null,null,null,null,null,null,null,null,null,null,1]
["FAP23519N","Abdeckplatte 500x450mm 2FB/3RE","SammelS 40mm für NH1 / NH00-Trenner, EBM 70mm","ST",1,1,0,95.4,"335",null,null,null,null,null,null,null,null,null,null,null,null,null,null,null,null,null,null,null,null,null,null,null,null,null,null,null,null,null,null,null,null,null,null,null,null,null,null,null,null,null,null,null,null,null,null,null,null,null,null,null,null,null,null,null,null,null,null,null,null,null,null,null,null,null,null,null,null,null,null,null,null,null,null,null,null,null,null,null,null,null,null,null,null,null,null,null,null,null,null,null,null,null,null,null,null,null,null,null,null,null,null,null,null,null,null,null,null,null,null,null,null,null,null,null,null,null,null,null,null,null,null,null,null,null,null,null,null,null,null,null,null,null,null,null,null,null,null,null,null,null,null,null,null,null,null,null,null,null,null,null,null,null,null,null,null,null,null,null,null,null,null,null,null,null,null,1]
["FAP23674N","Abdeckplatte 500x450mm 2FB/3RE","SammelS 60mm (5-polig), NH00 / NH000 / D02","ST",1,1,0,48.5,"335",null,null,null,null,null,null,null,null,null,null,null,null,null,null,null,null,null,null,null,null,null,null,null,null,null,null,null,null,null,null,null,null,null,null,null,null,null,null,null,null,null,null,null,null,null,null,null,null,null,null,null,null,null,null,null,null,null,null,null,null,null,null,null,null,1,null,null,null,null,null,null,null,null,null,null,null,null,null,null,null,null,null,null,null,null,null,null,null,null,null,null,null,null,null,null,null,null,null,null,null,null,null,null,null,null,null,null,null,null,null,null,null,null,null,null,null,null,null,null,null,null,null,null,null,null,null,null,null,null,null,null,null,null,null,null,null,null,null,null,null,null,null,null,null,null,null,null,null,null,null,null,null,null,null,null,null,null,null,null,null,null,null,null,null,null,null,null,null,1]
["FAP23703N","Abdeckplatte 500x450mm 2FB/3RE","SammelS 60mm für NH00-Leisten, EBM 70mm","ST",1,1,0,72.2,"335",null,null,null,null,null,null,null,null,null,null,null,null,null,null,null,null,null,null,null,null,null,null,null,null,null,null,null,null,null,null,null,null,null,null,null,null,null,null,null,null,null,null,null,null,null,null,null,null,null,null,null,null,null,null,null,null,null,null,null,null,null,null,null,null,null,null,null,null,null,null,null,null,null,null,null,null,null,null,null,null,null,null,null,null,null,null,null,null,null,null,null,null,null,null,null,null,null,null,null,null,null,null,null,null,null,null,null,null,null,null,null,null,null,null,null,null,null,null,null,null,null,null,null,null,null,null,null,null,null,null,null,null,null,null,null,null,null,null,null,null,null,null,null,null,null,null,null,null,null,null,null,null,null,null,null,null,null,null,null,null,null,null,null,null,null,null,null,null,null,null,null,1,1]
["FAP23709N","Abdeckplatte 500x450mm 2FB/3RE","SammelS 60mm (5-polig) NH00 / NH000","ST",1,1,0,62.6,"335"]
["FAP23722N","Abdeckplatte 500x450mm 2FB/3RE","SammelS 60mm für NH2-Trenner, EBM 70mm","ST",1,1,0,63.6,"335",null,null,null,null,null,null,null,null,null,null,null,null,null,null,null,null,null,null,null,null,null,null,null,null,null,null,null,null,null,null,null,null,null,null,null,null,null,null,null,null,null,null,null,null,null,null,null,null,null,null,null,null,null,null,null,null,null,null,null,null,null,null,1,null,null,null,null,null,null,null,null,null,null,null,null,null,null,null,null,null,null,null,null,null,null,null,null,null,null,null,null,null,null,null,null,null,null,null,null,null,null,null,null,null,null,null,null,null,null,null,null,null,null,null,null,null,null,null,null,null,null,null,null,null,null,null,null,null,null,null,null,null,null,null,null,null,null,null,null,null,null,null,null,null,null,null,null,null,null,null,null,null,null,null,null,null,null,null,null,null,null,null,null,null,1,null,null,null,null,null,null,null,null,1]
["FAP23722N5","Abdeckplatte 500x450mm 2FB/3RE","NH1/2-Trenner, EBM 70mm universal (5 Stück)","ST",1,5,0,276.5,"335"]
["FAP25903N","Abdeckplatte 500x750mm 2FB/5RE","perforiert für 9x NH00 Leisten","ST",1,1,0,119.5,"335",null,null,null,null,null,null,null,null,null,null,null,null,null,null,null,null,null,null,null,null,null,null,null,null,null,null,null,null,null,null,null,null,null,null,null,null,null,null,null,null,null,null,null,null,null,null,null,null,null,null,null,null,null,null,null,null,null,null,null,null,null,null,null,null,null,null,null,null,null,null,null,null,null,null,null,null,null,null,1,null,null,null,null,null,null,null,null,null,null,null,null,null,null,null,null,null,null,null,null,null,null,null,null,null,null,null,null,null,null,null,null,null,null,null,null,null,null,null,null,null,null,null,null,null,null,null,null,null,null,null,null,null,null,null,null,null,null,null,null,null,null,null,null,null,null,null,null,null,null,null,null,null,null,null,null,null,null,null,null,null,null,null,null,null,null,null,null,null,null,null,null,null,null,null,null,null,null,null,null,null,null,null,null,null,null,null,null,null,null,1]
["FAS11N","Abdeckplatte 250x150mm 1FB/1RE","geschlossen mit Sichtscheibe","ST",1,1,0,259.5,"335"]
["FAS12N","Abdeckplatte 250x300mm 1FB/2RE","geschlossen mit Sichtscheibe","ST",1,1,0,270.5,"335"]
["FAS12PLHN","Abdeckplatte 250x300mm 1FB/2RE","mit Klarsichthaube 209x246x45mm","ST",1,1,0,77.400000000000006,"335"]
["FAS13N","Abdeckplatte 250x450mm 1FB/3RE","geschlossen mit Sichtscheibe","ST",1,1,0,264,"335"]
["FAS13PLHN","Abdeckplatte 250x450mm 1FB/3RE","mit Klarsichthaube 209x396x45mm","ST",1,1,0,101.5,"335"]
["FAS14N","Abdeckplatte 250x600mm 1FB/4RE","geschlossen mit Sichtscheibe","ST",1,1,0,271.5,"335"]
["FAS15N","Abdeckplatte 250x750mm 1FB/5RE","geschlossen mit Sichtscheibe","ST",1,1,0,279.5,"335"]
["FAS21N","Abdeckplatte 500x150mm 2FB/1RE","geschlossen mit Sichtscheibe","ST",1,1,0,294,"335"]
["FAS22N","Abdeckplatte 500x300mm 2FB/2RE","geschlossen mit Sichtscheibe","ST",1,1,0,315.5,"335"]
["FAS23N","Abdeckplatte 500x450mm 2FB/3RE","geschlossen mit Sichtscheibe","ST",1,1,0,320,"335"]
["FAS24N","Abdeckplatte 500x600mm 2FB/4RE","geschlossen mit Sichtscheibe","ST",1,1,0,326,"335"]
["FAS25N","Abdeckplatte 500x750mm 2FB/5RE","geschlossen mit Sichtscheibe","ST",1,1,0,332.5,"335"]
["FAT12130N","Abdeckplatte 250x300mm 1FB/2RE","gefräst für Lastschalter 160-250A 3/4p","ST",1,1,0,36.299999999999997,"335",null,null,null,null,null,null,1,null,null,null,null,null,null,null,null,null,null,null,null,null,null,null,null,null,null,null,null,null,null,null,null,null,null,null,null,null,null,null,null,null,null,null,null,null,null,null,null,null,null,null,null,null,null,null,null,null,null,null,null,null,null,null,null,null,null,null,null,null,null,null,null,null,null,null,null,null,null,null,null,null,null,null,null,null,null,null,1]
["FAT12230N","Abdeckplatte 250x300mm 1FB/2RE","gefräst für Leistungsschalter 160-250A 3/4p","ST",1,1,0,36.299999999999997,"335",null,null,null,null,null,null,null,null,null,1,null,null,null,null,null,null,null,null,null,null,null,null,null,null,null,null,null,null,null,null,null,null,null,null,null,null,null,null,null,null,null,null,null,null,null,null,null,null,null,null,null,null,null,null,null,null,null,null,null,null,null,null,null,null,null,null,null,null,null,null,null,null,null,null,null,null,null,null,null,null,null,null,null,null,null,null,null,null,null,1]
["FAT13150N","Abdeckplatte 250x450mm 1FB/3RE","gefräst für Lastschalter 400-630A 3-polig","ST",1,1,0,47.2,"335",null,null,null,null,null,null,null,null,null,null,null,null,null,null,null,null,null,1,null,null,null,null,null,null,null,null,null,null,null,null,null,null,null,null,null,null,null,null,null,null,null,null,null,null,null,null,null,null,null,null,null,null,null,null,null,null,null,null,null,null,null,null,null,null,null,null,null,null,null,null,null,null,null,null,null,null,null,null,null,null,null,null,null,null,null,null,null,null,null,null,null,null,null,null,null,null,null,null,null,null,null,null,null,1]
["FAT13250N","Abdeckplatte 250x450mm 1FB/3RE","gefräst für Leistungsschalter 400-630A 3/4p","ST",1,1,0,47.2,"335",null,null,null,null,null,null,null,null,null,null,null,null,null,null,null,null,null,null,null,1,null,null,null,null,null,null,null,null,null,null,null,null,null,null,null,null,null,null,null,null,null,null,null,null,null,null,null,null,null,null,null,null,null,null,null,null,null,null,null,null,null,null,null,null,null,null,null,null,null,null,null,null,null,null,null,null,null,null,null,null,null,null,null,null,null,null,null,null,null,null,null,null,null,null,null,null,null,null,null,null,null,null,null,null,null,1]
["FAT13512N","Abdeckplatte 250x450mm 1FB/3RE","SammelS 40mm für NH1-Trenner EBM 70mm","ST",1,1,0,43.9,"335"]
["FAT13712N","Abdeckplatte 250x450mm 1FB/3RE","für NH1-Trenner EBM 70mm","ST",1,1,0,28.4,"335",null,null,null,null,null,null,null,null,null,null,null,null,null,null,null,null,null,null,null,null,null,1,null,null,null,null,null,null,null,null,null,null,null,null,null,null,null,null,null,null,null,null,null,null,null,null,null,null,null,null,null,null,null,null,null,null,null,null,null,null,null,null,null,null,null,null,null,null,null,null,null,null,null,null,null,null,null,null,null,null,null,null,null,null,null,null,null,null,null,null,null,null,null,null,null,null,null,null,null,null,null,null,null,null,null,null,null,1]
["FAT13712N5","Abdeckplatte 250x450mm 1FB/3RE","für NH1-Trenner EBM 70mm (5 Stück)","ST",1,5,0,123,"335"]
["FAT13722N","Abdeckplatte 250x450mm 1FB/3RE","für NH2-Trenner EBM 70mm","ST",1,1,0,38.1,"335",null,null,null,null,null,null,null,null,null,null,null,null,null,null,null,null,null,null,null,null,null,null,1,null,null,null,null,null,null,null,null,null,null,null,null,null,null,null,null,null,null,null,null,null,null,null,null,null,null,null,null,null,null,null,null,null,null,null,null,null,null,null,null,null,null,null,null,null,null,null,null,null,null,null,null,null,null,null,null,null,null,null,null,null,null,null,null,null,null,null,null,null,null,null,null,null,null,null,null,null,null,null,null,null,null,null,null,null,1]
["FAT13722N5","Abdeckplatte 250x450mm 1FB/3RE","für NH2-Trenner EBM 70mm (5 Stück)","ST",1,5,0,166.5,"335"]
["FAT15950N","Abdeckplatte 250x450mm 1FB/3RE","gefräst für Leistungsschalter 400-630A","ST",1,1,0,94.7,"335",null,null,null,null,null,null,null,null,null,null,null,null,null,null,null,null,null,null,null,null,null,null,null,null,null,null,null,null,null,null,null,null,null,null,null,null,null,null,null,1,null,null,null,null,null,null,null,null,null,null,null,null,null,null,null,null,null,null,null,null,null,null,null,null,null,null,null,null,null,null,null,null,null,null,null,null,null,null,null,null,null,null,null,null,null,null,null,null,null,null,null,null,null,null,null,null,null,null,null,null,null,null,null,null,null,null,null,null,null,null,null,null,null,null,null,null,null,null,null,null,null,null,null,null,null,null,null,null,null,null,null,null,null,null,null,null,1]
["FAT15951N","Abdeckplatte 250x750mm 1FB/5RE","gefräst für Lasttrennschalter (SE) 400-600A 3/4p","ST",1,1,0,106,"335",null,null,null,null,null,null,null,null,null,null,null,null,null,null,null,null,null,null,null,null,null,null,null,null,null,null,null,null,null,null,null,null,null,null,null,null,null,null,null,null,1,null,null,null,null,null,null,null,null,null,null,null,null,null,null,null,null,null,null,null,null,null,null,null,null,null,null,null,null,null,null,null,null,null,null,null,null,null,null,null,null,null,null,null,null,null,null,null,null,null,null,null,null,null,null,null,null,null,null,null,null,null,null,null,null,null,null,null,null,null,null,null,null,null,null,null,null,null,null,null,null,null,null,null,null,null,null,null,null,null,null,null,null,null,null,null,null,1]
["FAT23260N","Abdeckplatte 500x450mm 2FB/3RE","gefräst für Leistungsschalter 800A 3/4p","ST",1,1,0,92.6,"335",null,null,null,null,null,null,null,null,null,null,null,null,null,null,null,null,null,null,null,null,null,null,null,null,null,null,null,null,null,null,null,null,null,null,null,null,null,null,null,null,null,null,null,null,null,null,null,null,null,null,null,null,null,null,null,null,null,null,null,null,null,1,null,null,null,null,null,null,null,null,null,null,null,null,null,null,null,null,null,null,null,null,null,null,null,null,null,null,null,null,null,null,null,null,null,null,null,null,null,null,null,null,null,null,null,null,null,null,null,null,null,null,null,null,null,null,null,null,null,null,null,null,null,null,null,null,null,null,null,null,null,null,null,null,null,null,null,null,null,null,null,null,null,null,null,null,null,null,null,null,null,null,null,null,null,null,null,null,null,null,null,null,null,1]
["FC11N","15mm Hutprofilschiene, 1-Feldbreite","Länge: 200mm, 15-HOCH","ST",1,1,0,5.3,"335",null,null,1,null,null,1,null,null,null,null,2,null,null,null,null,null,2,null,null,null,3,null,null,null,null,null,null,2,null,4,null,null,null,3,null,5,null,null,null,null,null,null,null,null,null,null,null,null,null,null,null,null,null,null,null,null,null,null,null,null,null,null,null,null,null,null,null,null,null,null,null,null,null,null,null,null,null,null,null,null,null,1,null,null,null,null,null,null,null,null,2,null,null,null,null,null,null,null,null,null,null,null,1,null,null,null,3,null,null,null,null,null,null,null,null,null,null,null,null,null,null,1,null,4,null,null,null,null,1,null,5]
["FC11N50","15mm Hutprofilschiene, 1-Feldbreite","Länge: 200mm, 15-HOCH (50 Stück)","ST",1,50,0,177,"335"]
["FC12N","15mm Hutprofilschiene, 2-Feldbreite","Länge: 450mm, 15-HOCH","ST",1,1,0,6.6,"335",null,null,null,null,null,null,null,null,null,null,null,null,null,null,null,null,null,null,null,null,null,null,null,null,null,null,null,null,null,null,null,null,null,null,null,null,null,null,null,null,null,null,null,1,null,null,1,null,null,null,null,null,2,null,null,null,null,2,null,null,3,null,null,null,null,null,2,null,null,4,null,null,null,3,null,5,null,null,null,null,null,null,null,null,null,null,null,null,null,null,null,null,null,null,null,null,null,null,null,null,null,null,null,null,null,null,null,null,null,null,null,null,null,null,null,null,null,null,null,null,null,null,null,null,null,null,null,null,null,null,null,null,null,null,null,null,null,null,null,null,1,null,null,null,null,null,null,null,null,null,2,null,null,null,null,null,null,null,null,1,null,null,3,null,null,null,null,null,null,null,null,null,null,null,null,1,null,null,4,null,null,null,null,1,null,5]
["FC12N50","15mm Hutprofilschiene, 2-Feldbreite","Länge: 450mm, 15-HOCH (50 Stück)","ST",1,50,0,220.5,"335"]
["FC13N","15mm Hutprofilschiene, 3-Feldbreite","Länge: 700mm, 15-HOCH","ST",1,1,0,7.8,"335"]
["FC13N50","15mm Hutprofilschiene, 3-Feldbreite","Länge: 750mm, 15-HOCH (50 Stück)","ST",1,50,0,258.5,"335"]
["FC1FN","7,5mm Hutprofilschiene, 1-Feldbreite","Länge: 244mm, 7,5-HOCH","ST",1,1,0,2.48,"100"]
["FC1FN50","7,5mm Hutprofilschiene, 1-Feldbreite","Länge: 244mm, 7,5-HOCH (50 Stück)","ST",1,50,0,82.9,"100"]
["FC1N","15mm Hutprofilschiene, 1-Feldbreite","Länge: 244mm, 15-HOCH","ST",1,1,0,5.3,"335",1,1,null,null,null,1,null,null,2,null,null,null,null,null,null,null,1,null,3,null,null,null,null,null,null,null,null,2,4,null,null,null,null,2,5,null,null,null,null,null,null,null,null,null,null,null,null,null,null,null,null,null,null,null,null,null,null,null,null,null,null,null,null,null,null,null,null,null,null,null,null,null,null,null,null,null,null,null,null,1,1,null,null,null,null,2,null,null,2,null,null,null,null,null,null,null,null,null,null,null,null,null,2,null,3,null,null,null,null,null,null,null,null,null,null,null,null,null,null,null,null,3,4,null,null,null,null,null,4,5]
["FC1N50","15mm Hutprofilschiene, 1-Feldbreite","Länge: 244mm, 15-HOCH (50 Stück)","ST",1,50,0,179.5,"335"]
["FC2N","15mm Hutprofilschiene, 2-Feldbreite","Länge: 494mm, 15-HOCH","ST",1,1,0,5.4,"335",null,null,null,null,null,null,null,null,null,null,null,null,null,null,null,null,null,null,null,null,null,null,null,null,null,null,null,null,null,null,null,null,null,null,null,null,null,null,null,null,null,1,1,null,null,null,1,null,null,2,null,null,null,null,null,null,null,1,null,3,null,null,null,null,null,null,2,null,4,null,null,null,null,2,5,null,null,null,null,null,null,null,null,null,null,null,null,null,null,null,null,null,null,null,null,null,null,null,null,null,null,null,null,null,null,null,null,null,null,null,null,null,null,null,null,null,null,null,null,null,null,null,null,null,null,null,null,null,null,null,null,null,null,null,null,null,null,null,1,1,null,null,null,null,2,null,null,2,null,null,null,null,null,null,null,null,null,null,null,2,null,3,null,null,null,null,null,null,null,null,null,null,null,null,null,3,null,4,null,null,null,null,null,4,5]
["FC2N50","15mm Hutprofilschiene, 2-Feldbreite","Länge: 494mm, 15-HOCH (50 Stück)","ST",1,50,0,182.5,"335"]
["FC3N","15mm Hutprofilschiene, 3-Feldbreite","Länge: 744mm, 15-HOCH","ST",1,1,0,7.8,"335"]
["FC3N50","15mm Hutprofilschiene, 3-Feldbreite","Länge: 744mm, 15-HOCH (50 Stück)","ST",1,50,0,258.5,"335"]
["FGA71N100","Aufbaubügel 32mm","für Hutschiene (100 Stück)","ST",1,100,0,365,"335"]
["FGA71N2","Aufbaubügel 32mm","für Hutschiene (2 Stück)","ST",1,2,0,10.9,"335",null,null,null,null,null,null,null,null,null,null,null,null,null,null,null,null,null,null,null,null,null,null,null,null,null,null,null,null,null,null,null,null,null,null,null,null,null,null,null,null,null,null,null,null,null,null,null,null,null,null,null,null,null,null,null,null,null,null,null,null,null,null,null,null,null,null,null,null,null,null,null,null,null,null,null,null,null,null,null,null,1,null,null,null,null,null,null,null,2,null,null,null,null,null,null,null,null,null,null,null,null,null,null,null,3,null,null,null,null,null,null,null,null,null,null,null,null,null,null,null,null,null,4,null,null,null,null,null,null,5,null,null,null,null,null,null,null,null,null,1,null,null,null,null,null,null,null,2,null,null,null,null,null,null,null,null,null,null,null,null,null,3,null,null,null,null,null,null,null,null,null,null,null,null,null,null,null,4,null,null,null,null,null,null,5]
["FGE72","Erdungsplatte  mit M8 Schraube","","ST",1,1,0,8.9,"100"]
["FIP1N100","Hutschienenhalter isoliert","für 15mm Hutschiene 15mm (100 Stück)","ST",1,100,0,192.5,"335"]
["FIP1N2","Hutschienenhalter isoliert","für 15mm Hutschiene 15mm (Satz 2 Stück)","ST",1,2,0,16,"335",1,null,null,null,null,2,null,null,null,null,null,null,null,null,null,null,3,null,null,null,null,null,null,null,null,null,null,4,null,null,null,null,null,5,null,null,null,null,null,null,null,1,null,null,null,null,2,null,null,null,null,null,null,null,null,null,null,3,null,null,null,null,null,null,null,null,4,null,null,null,null,null,null,5,null,null,null,null,null,1,null,null,null,null,null,2,null,null,null,null,null,null,null,null,null,null,null,null,null,null,null,null,3,null,null,null,null,null,null,null,null,null,null,null,null,null,null,null,null,null,null,4,null,null,null,null,null,null,5,null,null,null,null,null,null,null,null,null,1,null,null,null,null,null,2,null,null,null,null,null,null,null,null,null,null,null,null,null,null,3,null,null,null,null,null,null,null,null,null,null,null,null,null,null,null,4,null,null,null,null,null,null,null,5]
["FKH15","Kabelhalter für Media-Montageplatte","BxH 50x40mm, schwarz (2 Stück)","ST",1,2,0,1.54,"100"]
["FKH15N10","Kabelhalter für Media-Montageplatte","BxH 50x40mm, schwarz (10 Stück)","ST",1,10,0,12.4,"335"]
["FKH40N10","Kabelhalter für Gerätetragschiene und Media","BxH 40x45mm, (10 Stück)","ST",1,10,0,43.9,"335"]
["FKH40N100","Kabelhalter für Gerätetragschiene und Media","BxH 40x45mm, (100 Stück)","ST",1,100,0,291.5,"335"]
["FKH60N10","Kabelhalter für Gerätetragschiene und Media","BxH 60x45mm, (10 Stück), ab Gehäusetiefe 210mm","ST",1,10,0,43.9,"335"]
["FKH60N100","Kabelhalter für Gerätetragschiene und Media","BxH 60x45mm, (100 Stück), ab Gehäusetiefe 210mm","ST",1,100,0,291.5,"335"]
["FKS11N","Kabelabfangschiene 200mm FB1","tiefenverstellbar zwischen Trägerprofil","ST",1,1,0,118.5,"150"]
["FKS12N","Kabelabfangschiene 450mm FB2","tiefenverstellbar zwischen Trägerprofil","ST",1,1,0,133.5,"150"]
["FKS13N","Kabelabfangschiene 700mm FB3","tiefenverstellbar zwischen Trägerprofil","ST",1,1,0,144,"150"]
["FKS1N","Kabelabfangschiene 244mm FB1","für N-Gehäuse und Tragegerüst","ST",1,1,0,37.4,"150"]
["FKS2N","Kabelabfangschiene 494mm FB2","für N-Gehäuse und Tragegerüst","ST",1,1,0,49.3,"150"]
["FKS3N","Kabelabfangschiene 744mm FB3","für N-Gehäuse und Tragegerüst","ST",1,1,0,61.1,"150"]
["FKS4N","Kabelabfangschiene 994mm FB4","für N-Gehäuse und Tragegerüst","ST",1,1,0,73,"150"]
["FKS5N","Kabelabfangschiene 1244mm FB5","für N-Gehäuse und Tragegerüst","ST",1,1,0,91.5,"150"]
["FKT21","Tülle für Leitungseinführungsplatte FLP14","Durchmesser 68mm Kabeltülle KTD-KST4/46","ST",1,1,0,14.5,"100"]
["FM11N","Montageplatte 200x100 mm 1FB/1RE","für Montage zwischen Trägerprofil","ST",1,1,0,21.6,"335",null,null,null,1,null,null,null,null,null,null,null,null,null,null,null,null,null,null,null,null,null,null,null,null,null,null,null,null,null,null,null,null,null,null,null,null,null,null,null,null,null,null,null,null,null,null,null,null,null,null,null,null,null,null,null,null,null,null,null,null,null,null,null,null,null,null,null,null,null,null,null,null,null,null,null,null,null,null,null,null,null,null,1]
["FM12N","Montageplatte 200x250 mm 1FB/2RE","für Montage zwischen Trägerprofil","ST",1,1,0,45.3,"335",null,null,null,null,null,null,null,null,null,null,null,null,1,null,null,null,null,null,null,null,null,null,null,null,null,null,null,null,null,null,null,null,null,null,null,null,null,null,null,null,null,null,null,null,null,null,null,null,null,null,null,null,null,null,null,null,null,null,null,null,null,null,null,null,null,null,null,null,null,null,null,null,null,null,null,null,null,null,null,null,null,null,null,null,null,null,null,null,null,null,null,null,null,1]
["FM12N5","Montageplatte 200x250 mm 1FB/2RE","für Montage zwischen Trägerprofil (5 Stück)","ST",1,5,0,151,"335"]
["FM13N","Montageplatte 200x400 mm 1FB/3RE","für Montage zwischen Trägerprofil","ST",1,1,0,62.5,"335",null,null,null,null,null,null,null,null,null,null,null,null,null,null,null,null,null,null,null,null,null,null,null,1,null,null,null,null,null,null,null,null,null,null,null,null,null,null,null,null,null,null,null,null,null,null,null,null,null,null,null,null,null,null,null,null,null,null,null,null,null,null,null,null,null,null,null,null,null,null,null,null,null,null,null,null,null,null,null,null,null,null,null,null,null,null,null,null,null,null,null,null,null,null,null,null,null,null,null,null,null,null,null,null,null,null,null,null,null,null,1]
["FM13N5","Montageplatte 200x400 mm 1FB/3RE","für Montage zwischen Trägerprofil (5 Stück)","ST",1,5,0,208,"335"]
["FM14N","Montageplatte 200x550 mm 1FB/4RE","für Montage zwischen Trägerprofil","ST",1,1,0,67.8,"335",null,null,null,null,null,null,null,null,null,null,null,null,null,null,null,null,null,null,null,null,null,null,null,null,null,null,null,null,null,null,1,null,null,null,null,null,null,null,null,null,null,null,null,null,null,null,null,null,null,null,null,null,null,null,null,null,null,null,null,null,null,null,null,null,null,null,null,null,null,null,null,null,null,null,null,null,null,null,null,null,null,null,null,null,null,null,null,null,null,null,null,null,null,null,null,null,null,null,null,null,null,null,null,null,null,null,null,null,null,null,null,null,null,null,null,null,null,null,null,null,null,null,null,null,1]
["FM14N5","Montageplatte 200x550 mm 1FB/4RE","für Montage zwischen Trägerprofil (5 Stück)","ST",1,5,0,226,"335"]
["FM15N","Montageplatte 200x700 mm 1FB/5RE","für Montage zwischen Trägerprofil","ST",1,1,0,74.7,"335",null,null,null,null,null,null,null,null,null,null,null,null,null,null,null,null,null,null,null,null,null,null,null,null,null,null,null,null,null,null,null,null,null,null,null,null,1,null,null,null,null,null,null,null,null,null,null,null,null,null,null,null,null,null,null,null,null,null,null,null,null,null,null,null,null,null,null,null,null,null,null,null,null,null,null,null,null,null,null,null,null,null,null,null,null,null,null,null,null,null,null,null,null,null,null,null,null,null,null,null,null,null,null,null,null,null,null,null,null,null,null,null,null,null,null,null,null,null,null,null,null,null,null,null,null,null,null,null,null,null,null,1]
["FM15N5","Montageplatte 200x700 mm 1FB/5RE","für Montage zwischen Trägerprofil (5 Stück)","ST",1,5,0,249,"335"]
["FM21N","Montageplatte 450x100 mm 2FB/1RE","für Montage zwischen Trägerprofil","ST",1,1,0,33.5,"335",null,null,null,null,null,null,null,null,null,null,null,null,null,null,null,null,null,null,null,null,null,null,null,null,null,null,null,null,null,null,null,null,null,null,null,null,null,null,null,null,null,null,null,null,1,null,null,null,null,null,null,null,null,null,null,null,null,null,null,null,null,null,null,null,null,null,null,null,null,null,null,null,null,null,null,null,null,null,null,null,null,null,null,null,null,null,null,null,null,null,null,null,null,null,null,null,null,null,null,null,null,null,null,null,null,null,null,null,null,null,null,null,null,null,null,null,null,null,null,null,null,null,null,null,null,null,null,null,null,null,null,null,null,null,null,null,null,null,null,null,null,1]
["FM22N","Montageplatte 450x250 mm 2FB/2RE","für Montage zwischen Trägerprofil","ST",1,1,0,55.8,"335",null,null,null,null,null,null,null,null,null,null,null,null,null,null,null,null,null,null,null,null,null,null,null,null,null,null,null,null,null,null,null,null,null,null,null,null,null,null,null,null,null,null,null,null,null,null,null,null,null,null,null,null,null,null,1,null,null,null,null,null,null,null,null,null,null,null,null,null,null,null,null,null,null,null,null,null,null,null,null,null,null,null,null,null,null,null,null,null,null,null,null,null,null,null,null,null,null,null,null,null,null,null,null,null,null,null,null,null,null,null,null,null,null,null,null,null,null,null,null,null,null,null,null,null,null,null,null,null,null,null,null,null,null,null,null,null,null,null,null,null,null,null,null,null,null,null,null,null,null,null,null,null,null,1]
["FM22N5","Montageplatte 450x250 mm 2FB/2RE","für Montage zwischen Trägerprofil (5 Stück)","ST",1,5,0,185.5,"335"]
["FM23N","Montageplatte 450x400 mm 2FB/3RE","für Montage zwischen Trägerprofil","ST",1,1,0,81.599999999999994,"335",null,null,null,null,null,null,null,null,null,null,null,null,null,null,null,null,null,null,null,null,null,null,null,null,null,null,null,null,null,null,null,null,null,null,null,null,null,null,null,null,null,null,null,null,null,null,null,null,null,null,null,null,null,null,null,null,null,null,null,null,null,null,null,1,null,null,null,null,null,null,null,null,null,null,null,null,null,null,null,null,null,null,null,null,null,null,null,null,null,null,null,null,null,null,null,null,null,null,null,null,null,null,null,null,null,null,null,null,null,null,null,null,null,null,null,null,null,null,null,null,null,null,null,null,null,null,null,null,null,null,null,null,null,null,null,null,null,null,null,null,null,null,null,null,null,null,null,null,null,null,null,null,null,null,null,null,null,null,null,null,null,null,null,null,null,null,null,1]
["FM23N5","Montageplatte 450x400 mm 2FB/3RE","für Montage zwischen Trägerprofil (5 Stück)","ST",1,5,0,272.5,"335"]
["FM24N","Montageplatte 450x550 mm 2FB/4RE","für Montage zwischen Trägerprofil","ST",1,1,0,93.3,"335",null,null,null,null,null,null,null,null,null,null,null,null,null,null,null,null,null,null,null,null,null,null,null,null,null,null,null,null,null,null,null,null,null,null,null,null,null,null,null,null,null,null,null,null,null,null,null,null,null,null,null,null,null,null,null,null,null,null,null,null,null,null,null,null,null,null,null,null,null,null,null,1,null,null,null,null,null,null,null,null,null,null,null,null,null,null,null,null,null,null,null,null,null,null,null,null,null,null,null,null,null,null,null,null,null,null,null,null,null,null,null,null,null,null,null,null,null,null,null,null,null,null,null,null,null,null,null,null,null,null,null,null,null,null,null,null,null,null,null,null,null,null,null,null,null,null,null,null,null,null,null,null,null,null,null,null,null,null,null,null,null,null,null,null,null,null,null,null,null,null,null,null,null,null,null,null,null,null,null,null,1]
["FM24N5","Montageplatte 450x550 mm 2FB/4RE","für Montage zwischen Trägerprofil (5 Stück)","ST",1,5,0,310.5,"335"]
["FM25N","Montageplatte 450x700 mm 2FB/5RE","für Montage zwischen Trägerprofil","ST",1,1,0,133.5,"335",null,null,null,null,null,null,null,null,null,null,null,null,null,null,null,null,null,null,null,null,null,null,null,null,null,null,null,null,null,null,null,null,null,null,null,null,null,null,null,null,null,null,null,null,null,null,null,null,null,null,null,null,null,null,null,null,null,null,null,null,null,null,null,null,null,null,null,null,null,null,null,null,null,null,null,null,1,null,null,null,null,null,null,null,null,null,null,null,null,null,null,null,null,null,null,null,null,null,null,null,null,null,null,null,null,null,null,null,null,null,null,null,null,null,null,null,null,null,null,null,null,null,null,null,null,null,null,null,null,null,null,null,null,null,null,null,null,null,null,null,null,null,null,null,null,null,null,null,null,null,null,null,null,null,null,null,null,null,null,null,null,null,null,null,null,null,null,null,null,null,null,null,null,null,null,null,null,null,null,null,null,null,null,null,null,null,1]
["FM25N5","Montageplatte 450x700 mm 2FB/5E","für Montage zwischen Trägerprofil (5 Stück)","ST",1,5,0,445.5,"335"]
["FMA11N","Montageplatte 244x100 mm 1FB/1RE","für Montage zwischen Trägerprofil","ST",1,1,0,42.1,"335"]
["FMA12N","Montageplatte 244x250 mm 1FB/2RE","für Montage zwischen Trägerprofil","ST",1,1,0,37.4,"335"]
["FMA13N","Montageplatte 244x400 mm 1FB/3RE","für Montage zwischen Trägerprofil","ST",1,1,0,52.7,"335"]
["FMA14N","Montageplatte 244x550 mm 1FB/4RE","für Montage zwischen Trägerprofil","ST",1,1,0,66.900000000000006,"335"]
["FMA15N","Montageplatte 244x700 mm 1FB/5RE","für Montage zwischen Trägerprofil","ST",1,1,0,72.7,"335"]
["FMA21N","Montageplatte 494x100 mm 2FB/1RE","für Montage zwischen Trägerprofil","ST",1,1,0,49.4,"335"]
["FMA22N","Montageplatte 494x250 mm 2FB/2RE","für Montage zwischen Trägerprofil","ST",1,1,0,59.8,"335"]
["FMA23N","Montageplatte 494x400 mm 2FB/3RE","für Montage zwischen Trägerprofil","ST",1,1,0,69.3,"335"]
["FMA24N","Montageplatte 494x550 mm 2FB/4RE","für Montage zwischen Trägerprofil","ST",1,1,0,84.5,"335"]
["FMA25N","Montageplatte 494x700 mm 2FB/5RE","für Montage zwischen Trägerprofil","ST",1,1,0,105.5,"335"]
["FMSK11N","Media Montageplatte 1FB/1RE","gelocht 244x100mm (fest)","ST",1,1,0,11.3,"335",null,null,null,null,null,null,null,null,null,null,null,null,null,null,null,null,null,null,null,null,null,null,null,null,null,null,null,null,null,null,null,null,null,null,null,null,null,null,null,null,null,null,null,null,null,null,null,null,null,null,null,null,null,null,null,null,null,null,null,null,null,null,null,null,null,null,null,null,null,null,null,null,null,null,null,null,null,null,null,null,null,null,null,1]
["FMSK11N10","Media Montageplatte 1FB/1RE","gelocht 244x100mm (fest) (10 Stück)","ST",1,10,0,92.9,"335"]
["FMSK12FN","Media Montageplatte 1FB/2RE","gelocht 224x190mm (fest)","ST",1,1,0,50.9,"335",null,null,null,null,null,null,null,null,null,null,null,null,null,null,null,null,null,null,null,null,null,null,null,null,null,null,null,null,null,null,null,null,null,null,null,null,null,null,null,null,null,null,null,null,null,null,null,null,null,null,null,null,null,null,null,null,null,null,null,null,null,null,null,null,null,null,null,null,null,null,null,null,null,null,null,null,null,null,null,null,null,null,null,null,null,null,null,null,null,null,null,null,null,null,null,null,1,null,null,null,null,null,null,null,null,null,null,null,null,null,null,null,null,null,null,null,null,null,null,null,null,null,null,null,null,2,null,null,null,null,null,null,1]
["FMSK12FN10","Media Montageplatte 1FB/2RE","gelocht 224x190mm (fest) (10 Stück)","ST",1,10,0,415,"335"]
["FMSK13FN","Media Montageplatte 1FB/3RE","gelocht 224x310mm (fest)","ST",1,1,0,48.6,"335",null,null,null,null,null,null,null,null,null,null,null,null,null,null,null,null,null,null,null,null,null,null,null,null,null,null,null,null,null,null,null,null,null,null,null,null,null,null,null,null,null,null,null,null,null,null,null,null,null,null,null,null,null,null,null,null,null,null,null,null,null,null,null,null,null,null,null,null,null,null,null,null,null,null,null,null,null,null,null,null,null,null,null,null,null,null,null,null,null,null,null,null,null,null,null,null,null,null,null,null,null,null,null,null,null,null,null,null,null,null,null,null,1,null,null,null,null,null,null,null,null,null,null,null,null,null,null,null,null,null,null,null,1]
["FMSK13FN10","Media Montageplatte 1FB/3RE","gelocht 224x310mm (fest) (10 Stück)","ST",1,10,0,361.5,"335"]
["FMSK21N","Media Montageplatte 2FB/1RE","gelocht 494x100mm (fest)","ST",1,1,0,22,"335",null,null,null,null,null,null,null,null,null,null,null,null,null,null,null,null,null,null,null,null,null,null,null,null,null,null,null,null,null,null,null,null,null,null,null,null,null,null,null,null,null,null,null,null,null,null,null,null,null,null,null,null,null,null,null,null,null,null,null,null,null,null,null,null,null,null,null,null,null,null,null,null,null,null,null,null,null,null,null,null,null,null,null,null,null,null,null,null,null,null,null,null,null,null,null,null,null,null,null,null,null,null,null,null,null,null,null,null,null,null,null,null,null,null,null,null,null,null,null,null,null,null,null,null,null,null,null,null,null,null,null,null,null,null,null,null,null,null,null,null,null,null,1]
["FMSK21N10","Media Montageplatte 2FB/1RE","gelocht 494x100mm (fest) (10 Stück)","ST",1,10,0,198.5,"335"]
["FMSK22FN","Media Montageplatte 2FB/2RE","gelocht 494x190mm (fest)","ST",1,1,0,94,"335",null,null,null,null,null,null,null,null,null,null,null,null,null,null,null,null,null,null,null,null,null,null,null,null,null,null,null,null,null,null,null,null,null,null,null,null,null,null,null,null,null,null,null,null,null,null,null,null,null,null,null,null,null,null,null,null,null,null,null,null,null,null,null,null,null,null,null,null,null,null,null,null,null,null,null,null,null,null,null,null,null,null,null,null,null,null,null,null,null,null,null,null,null,null,null,null,null,null,null,null,null,null,null,null,null,null,null,null,null,null,null,null,null,null,null,null,null,null,null,null,null,null,null,null,null,null,null,null,null,null,null,null,null,null,null,null,null,null,null,null,null,null,null,null,null,null,null,null,null,null,null,null,null,null,null,1,null,null,null,null,null,null,null,null,null,null,null,null,null,null,null,null,null,null,null,null,null,null,null,null,null,2,null,null,null,null,null,1]
["FMSK23FN","Media Montageplatte 2FB/3RE","gelocht 494x310mm (fest)","ST",1,1,0,112.5,"335",null,null,null,null,null,null,null,null,null,null,null,null,null,null,null,null,null,null,null,null,null,null,null,null,null,null,null,null,null,null,null,null,null,null,null,null,null,null,null,null,null,null,null,null,null,null,null,null,null,null,null,null,null,null,null,null,null,null,null,null,null,null,null,null,null,null,null,null,null,null,null,null,null,null,null,null,null,null,null,null,null,null,null,null,null,null,null,null,null,null,null,null,null,null,null,null,null,null,null,null,null,null,null,null,null,null,null,null,null,null,null,null,null,null,null,null,null,null,null,null,null,null,null,null,null,null,null,null,null,null,null,null,null,null,null,null,null,null,null,null,null,null,null,null,null,null,null,null,null,null,null,null,null,null,null,null,null,null,null,null,null,null,null,null,null,null,null,null,null,1,null,null,null,null,null,null,null,null,null,null,null,null,null,null,null,null,null,1]
["FMSK50B","Media Montagewinkel 1FB/1RE","90 Grad gelocht 242x25x75mm (mobil)","ST",1,1,22,16.2,"335"]
["FMT12130FN","Montagetraverse flach  1FB/2RE","für LSS/LTS (SE), 125-250A, 3/4p","ST",1,1,0,54,"335",null,null,null,null,null,null,1,null,null,1]
["FMT12130FN5","Montagetraverse flach  1FB/2RE","für LSS/LTS (SE), 125-250A, 3/4p (5 Stück)","ST",1,5,0,179.5,"335"]
["FMT12130N","Montagetraverse tief  1FB/2RE","für Lastschalter, 125-250A, 3/4p","ST",1,1,0,50.3,"335",null,null,null,null,null,null,null,null,null,null,null,null,null,null,null,null,null,null,null,null,null,null,null,null,null,null,null,null,null,null,null,null,null,null,null,null,null,null,null,null,null,null,null,null,null,null,null,null,null,null,null,null,null,null,null,null,null,null,null,null,null,null,null,null,null,null,null,null,null,null,null,null,null,null,null,null,null,null,null,null,null,null,null,null,null,null,1,null,null,1]
["FMT12130N5","Montagetraverse tief  1FB/2RE","für Lastschalter, 125-250A, 3/4p (5 Stück)","ST",1,5,0,168,"335"]
["FMT12309FN","Montagetraverse flach 1FB/2RE","für NH00 / NH000 Trenner","ST",1,1,0,47.3,"335",null,null,null,null,null,null,null,null,null,null,null,1]
["FMT12309N","Montagetraverse tief   1FB/2RE","für 2x NH00 Trenner","ST",1,1,0,44.9,"335",null,null,null,null,null,null,null,null,null,null,null,null,null,null,null,null,null,null,null,null,null,null,null,null,null,null,null,null,null,null,null,null,null,null,null,null,null,null,null,null,null,null,null,null,null,null,null,null,null,null,null,null,null,null,null,null,null,null,null,null,null,null,null,null,null,null,null,null,null,null,null,null,null,null,null,null,null,null,null,null,null,null,null,null,null,null,null,null,null,null,null,1]
["FMT13150FN","Montagetraverse flach 1FB/3RE","für LSS/LTS (SE), 400-630A, 3/4 p","ST",1,1,0,57.5,"335",null,null,null,null,null,null,null,1,null,null,null,null,null,null,null,null,null,1,null,1,null,null,null,null,null,null,null,null,null,null,null,null,null,null,null,null,null,null,null,1,1]
["FMT13150FN5","Montagetraverse flach 1FB/3RE","für LSS/LTS (SE), 400-630A, 3/4 p (5 Stück)","ST",1,5,0,193,"335"]
["FMT13150N","Montagetraverse tief  1FB/3RE","für Lastschalter, 400-630A, 3p","ST",1,1,0,46.6,"335",null,null,null,null,null,null,null,null,null,null,null,null,null,null,null,null,null,null,null,null,null,null,null,null,null,null,null,null,null,null,null,null,null,null,null,null,null,null,null,null,null,null,null,null,null,null,null,null,null,null,null,null,null,null,null,null,null,null,null,null,null,null,null,null,null,null,null,null,null,null,null,null,null,null,null,null,null,null,null,null,null,null,null,null,null,null,null,null,null,null,null,null,null,null,null,null,null,null,null,null,null,null,null,1,null,1,null,null,null,null,null,null,null,null,null,null,null,null,null,null,null,null,null,null,null,null,null,null,null,null,null,null,null,null,null,null,1,1]
["FMT13150N5","Montagetraverse tief  1FB/3RE","für Lastschalter, 400-630A, 3p (5 Stück)","ST",1,5,0,155.5,"335"]
["FMT13322FN","Montagetraverse flach 1FB/3RE","für NH1 / NH2 Trenner","ST",1,1,0,40.299999999999997,"335",null,null,null,null,null,null,null,null,null,null,null,null,null,null,null,null,null,null,null,null,null,1,1]
["FMT13322N","Montagetraverse tief  1FB/3RE","für 1x NH1 ohne NH2 Trenner","ST",1,1,0,43.8,"335",null,null,null,null,null,null,null,null,null,null,null,null,null,null,null,null,null,null,null,null,null,null,null,null,null,null,null,null,null,null,null,null,null,null,null,null,null,null,null,null,null,null,null,null,null,null,null,null,null,null,null,null,null,null,null,null,null,null,null,null,null,null,null,null,null,null,null,null,null,null,null,null,null,null,null,null,null,null,null,null,null,null,null,null,null,null,null,null,null,null,null,null,null,null,null,null,null,null,null,null,null,null,null,null,null,null,null,1,1]
["FMT13322N5","Montagetraverse tief  1FB/3RE","für 1x NH1 / 2 Trenner (5 Stück)","ST",1,5,0,146,"335"]
["FMT22309FN","Montagetraverse flach 2FB/2RE","für NH00 / NH000 Trenner","ST",1,1,0,105.5,"335",null,null,null,null,null,null,null,null,null,null,null,null,null,null,null,null,null,null,null,null,null,null,null,null,null,null,null,null,null,null,null,null,null,null,null,null,null,null,null,null,null,null,null,null,null,null,null,null,null,null,null,null,null,1]
["FMT22309N","Montagetraverse  2FB/2RE","für 4x NH00 Trenner","ST",1,1,0,117.5,"335",null,null,null,null,null,null,null,null,null,null,null,null,null,null,null,null,null,null,null,null,null,null,null,null,null,null,null,null,null,null,null,null,null,null,null,null,null,null,null,null,null,null,null,null,null,null,null,null,null,null,null,null,null,null,null,null,null,null,null,null,null,null,null,null,null,null,null,null,null,null,null,null,null,null,null,null,null,null,null,null,null,null,null,null,null,null,null,null,null,null,null,null,null,null,null,null,null,null,null,null,null,null,null,null,null,null,null,null,null,null,null,null,null,null,null,null,null,null,null,null,null,null,null,null,null,null,null,null,null,null,null,null,null,null,null,null,null,null,null,null,null,null,null,null,null,null,null,null,null,null,null,1]
["FMT23160FN","Montagetraverse flach 2FB/3RE","für LTS/LSS, 800-1600A, 3/4p","ST",1,1,0,80.900000000000006,"335",null,null,null,null,null,null,null,null,null,null,null,null,null,null,null,null,null,null,null,null,null,null,null,null,null,null,null,null,null,null,null,null,null,null,null,null,null,null,null,null,null,null,null,null,null,null,null,null,null,null,null,null,null,null,null,null,null,null,1,null,null,1]
["FMT23160N","Montagetraverse  2FB/3RE","für Lastschalter, 800A, 3/4p","ST",1,1,0,73.5,"335",null,null,null,null,null,null,null,null,null,null,null,null,null,null,null,null,null,null,null,null,null,null,null,null,null,null,null,null,null,null,null,null,null,null,null,null,null,null,null,null,null,null,null,null,null,null,null,null,null,null,null,null,null,null,null,null,null,null,null,null,null,null,null,null,null,null,null,null,null,null,null,null,null,null,null,null,null,null,null,null,null,null,null,null,null,null,null,null,null,null,null,null,null,null,null,null,null,null,null,null,null,null,null,null,null,null,null,null,null,null,null,null,null,null,null,null,null,null,null,null,null,null,null,null,null,null,null,null,null,null,null,null,null,null,null,null,null,null,null,null,null,null,null,null,null,null,null,null,null,null,null,null,null,null,null,null,null,null,null,null,1,null,null,1]
["FMT23322FN","Montagetraverse flach 2 FB/3RE","für NH1 / NH2 / NH3 Trenner","ST",1,1,0,100.5,"335",null,null,null,null,null,null,null,null,null,null,null,null,null,null,null,null,null,null,null,null,null,null,null,null,null,null,null,null,null,null,null,null,null,null,null,null,null,null,null,null,null,null,null,null,null,null,null,null,null,null,null,null,null,null,null,null,null,null,null,null,null,null,1]
["FMT23322N","Montagetraverse  tief 2FB/3RE","für 2x NH2 Trenner","ST",1,1,0,97,"335",null,null,null,null,null,null,null,null,null,null,null,null,null,null,null,null,null,null,null,null,null,null,null,null,null,null,null,null,null,null,null,null,null,null,null,null,null,null,null,null,null,null,null,null,null,null,null,null,null,null,null,null,null,null,null,null,null,null,null,null,null,null,null,null,null,null,null,null,null,null,null,null,null,null,null,null,null,null,null,null,null,null,null,null,null,null,null,null,null,null,null,null,null,null,null,null,null,null,null,null,null,null,null,null,null,null,null,null,null,null,null,null,null,null,null,null,null,null,null,null,null,null,null,null,null,null,null,null,null,null,null,null,null,null,null,null,null,null,null,null,null,null,null,null,null,null,null,null,null,null,null,null,null,null,null,null,null,null,null,null,null,null,null,null,1]
["FSK187","Konsole für SammelS-Träger FST340","185mm für NE/NP 280mm tief","ST",1,1,0,33.799999999999997,"100"]
["FSK188","Konsole für SammelS-Träger FST340","185mm für NE/NP 340mm tief","ST",1,1,0,40.200000000000003,"100"]
["FSK188N","Konsole für SammelS-Träger FST340","185mm NE/NP 340mm tief ESPRO","ST",1,1,0,40.6,"100"]
["FSK190","Konsole 201mm tief für SAS Träger FST340","185mm Abstand für NE/NP 500mm tief PROFIKS","ST",1,1,0,55.9,"100"]
["FSK300N","SammelS-Konsole CU hinter dem Profil","N/PE-SAS-Halter 1-polig","ST",1,1,0,8.6,"335",null,null,null,null,null,null,null,null,null,null,null,null,null,null,null,null,null,null,null,null,null,null,null,null,null,null,null,null,null,null,null,null,null,null,null,null,null,null,null,null,null,null,null,null,null,null,null,null,null,null,null,null,null,null,null,null,null,null,null,null,null,null,null,null,null,null,null,null,null,null,null,null,null,null,null,null,null,null,null,null,null,null,null,null,null,null,null,null,null,null,null,null,null,null,null,null,null,null,null,null,null,null,null,null,null,null,null,null,null,null,null,null,null,null,null,null,null,null,null,null,null,null,null,null,null,null,null,null,null,null,null,null,null,null,null,null,null,null,null,null,null,null,null,null,null,null,null,null,null,null,null,null,null,null,null,null,null,null,null,null,null,null,null,null,null,null,null,null,null,null,null,null,null,null,null,null,null,null,null,null,null,null,null,null,null,null,null,null,null,null,null,null,null,null,null,null,null,null,null,null,null,null,null,null,null,null,null,null,null,null,null,null,null,null,null,null,null,null,null,null,null,null,null,null,null,null,null,null,null,null,null,null,null,null,null,null,null,null,null,null,null,null,null,null,null,null,null,null,null,null,null,null,null,null,null,null,null,null,null,null,2,null,null,null,null,null,null,null,3,null,null,null,null,null,null,4,null,null,null,null,null,null,null,null,null,null,null,null,null,null,null,null,2,2,null,null,null,null,null,null,null,null,null,null,null,null,null,null,null,null,null,2,2,null,null,null,null,null,null,null,null,null,null,null,null,null,null,null,null,null,3,3,null,null,null,null,null,null,null,null,null,null,null,null,null,null,null,null,null,null,3,3,null,null,null,null,null,null,null,null,null,null,null,null,null,null,null,null,4,4,null,2,null,3,null,4,null,null,null,2,2,2,2,null,null,null,null,null,null,2,2,2,2,null,null,null,null,3,3,3,null,3,null,null,null,null,3,3,3,3,null,null,null,null,4,4,4,4]
["FSK300N4","SammelS-Konsole CU hinter dem Profil","N/PE-SAS-Halter 1-polig (4 Stück)","ST",1,4,0,27.6,"335"]
["FSK300N40","SammelS-Konsole CU hinter dem Profil","N/PE-SAS-Halter 1-polig (40 Stück)","ST",1,40,0,229.5,"335"]
["FSK400N","SammelS-Konsole CU vor dem Profil","N/PE-SAS-Halter 1-polig, drehbar","ST",1,1,0,13.9,"335",null,null,null,null,null,null,null,null,null,null,null,null,null,null,null,null,null,null,null,null,null,null,null,null,null,null,null,null,null,null,null,null,null,null,null,null,null,null,null,null,null,null,null,null,null,null,null,null,null,null,null,null,null,null,null,null,null,null,null,null,null,null,null,null,null,null,null,null,null,null,null,null,null,null,null,null,null,null,null,null,null,null,null,null,null,null,null,null,null,null,null,null,null,null,null,null,null,null,null,null,null,null,null,null,null,null,null,null,null,null,null,null,null,null,null,null,null,null,null,null,null,null,null,null,null,null,null,null,null,null,null,null,null,null,null,null,null,null,null,null,null,null,null,null,null,null,null,null,null,null,null,null,null,null,null,null,null,null,null,null,null,null,null,null,null,null,null,null,null,null,null,null,null,null,null,null,null,null,null,null,null,null,null,null,null,null,null,null,null,null,null,null,null,2,null,null,null,3,null,null,null,4,null,null,null,null,null,null,null,null,null,2,2,null,null,null,null,null,null,null,null,2,2,null,null,null,null,null,null,null,null,3,3,null,null,null,null,null,null,null,null,3,3,null,null,null,null,null,null,null,null,4,4]
["FSK400N10","SammelS-Konsole CU vor dem Profil","N/PE-SAS-Halter 1-polig, drehbar (10 Stück)","ST",1,10,0,93,"335"]
["FSK401N","SammelS-Konsole CU vor dem Profil","N/PE-SAS-Halter 1-polig, 30°_Set Rechts / Links","ST",1,1,0,27.2,"335",null,null,null,null,null,null,null,null,null,null,null,null,null,null,null,null,null,null,null,null,null,null,null,null,null,null,null,null,null,null,null,null,null,null,null,null,null,null,null,null,null,null,null,null,null,null,null,null,null,null,null,null,null,null,null,null,null,null,null,null,null,null,null,null,null,null,null,null,null,null,null,null,null,null,null,null,null,null,null,null,null,null,null,null,null,null,null,null,null,null,null,null,null,null,null,null,null,null,null,null,null,null,null,null,null,null,null,null,null,null,null,null,null,null,null,null,null,null,null,null,null,null,null,null,null,null,null,null,null,null,null,null,null,null,null,null,null,null,null,null,null,null,null,null,null,null,null,null,null,null,null,null,null,null,null,null,null,null,null,null,null,null,null,null,null,null,null,null,null,null,null,null,null,null,null,null,null,null,null,null,null,null,null,null,null,null,null,null,null,null,null,null,null,null,null,null,null,null,null,null,null,null,null,null,null,null,null,null,null,null,null,null,null,null,null,null,null,null,null,null,null,null,null,null,null,null,null,null,null,null,null,null,null,null,null,null,null,null,null,null,null,null,null,null,null,null,null,null,null,null,null,null,null,null,null,null,null,null,null,null,null,null,null,null,null,null,null,null,null,null,null,null,null,null,null,null,null,null,null,null,null,null,null,null,null,null,null,null,null,null,null,null,null,null,null,null,null,null,null,null,null,null,null,null,null,null,null,null,null,null,null,null,null,null,null,null,null,null,null,null,null,null,null,null,null,null,null,null,null,null,null,null,null,null,null,null,null,null,null,null,null,null,null,null,null,null,null,null,null,null,null,null,null,null,null,null,null,null,null,null,null,null,null,null,null,null,null,null,null,null,null,null,2,null,3,null,4,null,null,null,null,null,null,2,2,1,1,null,null,null,null,null,null,2,2,1,1,null,null,null,null,null,3,3,2,2,null,null,null,null,3,3,2,2,null,null,null,null,4,4,2,2]
["FSK401N10","SammelS-Konsole CU vor dem Profil","N/PE-SAS-Halter 1-polig, 30°_Set R / L (10 Stück)","ST",1,10,0,182.5,"335"]
["FSK600N","Aufbau Konsole 32mm","für waagrechte SammelS  60mm","ST",1,1,0,24.5,"335",null,null,null,null,null,null,null,null,null,null,null,null,null,null,null,null,null,null,null,null,null,null,null,null,null,null,null,null,null,null,null,null,null,null,null,null,null,null,null,null,null,null,null,null,null,null,null,null,null,null,null,null,null,null,null,null,null,null,null,null,null,null,null,null,null,null,null,null,null,null,null,null,null,null,null,null,null,null,null,null,null,null,null,null,null,null,null,null,null,null,null,null,null,null,null,null,null,null,null,null,null,null,null,null,null,null,null,null,null,null,null,null,null,null,null,null,null,null,null,null,null,null,null,null,null,null,null,null,null,null,null,null,null,null,null,null,null,null,null,null,null,null,null,null,null,null,null,null,null,null,null,null,null,null,null,null,null,null,null,null,null,null,null,null,null,null,null,null,null,null,null,null,null,null,null,null,null,null,null,null,null,null,null,null,null,null,null,null,null,null,null,null,null,null,null,null,null,null,null,null,null,null,null,null,null,null,null,null,null,null,null,null,null,null,null,null,null,null,null,null,null,null,null,null,null,null,null,null,null,null,null,null,null,null,null,null,null,null,null,null,null,null,null,null,null,null,null,null,null,null,null,null,null,null,null,2,null,2,null,null,null,null,null,3,null,3,null,null,null,null,4,null,4,null,null,null,null,null,2,2,2,null,null,null,2,2,2,null,null,null,null,null,null,null,null,null,2,2,2,null,null,null,null,2,2,2,null,null,null,null,null,null,null,null,null,3,3,3,null,null,null,3,3,3,null,null,null,null,null,null,null,null,null,null,3,3,3,null,null,null,null,3,3,3,null,null,null,null,null,null,null,null,null,null,4,4,4,null,null,null,4,4,4]
["FSK600N20","Aufbau Konsole 32mm","für waagrechte SammelS  60mm (20 Stück)","ST",1,20,0,327.5,"335"]
["FSK695N","Querkonsole 32mm","für senkrechte SammelS 60mm","ST",1,1,0,26,"335"]
["FSK695N10","Querkonsole 32mm","für senkrechte SammelS 60mm (10 Stück)","ST",1,10,0,225.5,"335"]
["FSK903FN","Konsole für SammelS 100/185mm_flach","Montage auf ST-Profil_Set Rechts / Links","ST",1,1,0,54.8,"335",null,null,null,null,null,null,null,null,null,null,null,null,null,null,null,null,null,null,null,null,null,null,null,null,null,null,null,null,null,null,null,null,null,null,null,null,null,null,null,null,null,null,null,null,null,null,null,null,null,null,null,null,null,null,null,null,null,null,null,null,null,null,null,null,null,null,null,null,null,null,null,null,null,null,null,null,null,null,null,null,null,null,null,null,null,null,null,null,null,null,null,null,null,null,null,null,null,null,null,null,null,null,null,null,null,null,null,null,null,null,null,null,null,null,null,null,null,null,null,null,null,null,null,null,null,null,null,null,null,null,null,null,null,null,null,null,null,null,null,null,null,null,null,null,null,null,null,null,null,null,null,null,null,null,null,null,null,null,null,null,null,null,null,null,null,null,null,null,null,null,null,null,null,null,null,null,null,null,null,null,null,null,null,null,null,null,null,null,null,null,null,null,2,3,null,null,3,6,null,null,4,7,null,null,null,null,null,null,null,2,2,3,3,null,null,null,null,null,null,2,2,3,3,null,null,null,null,null,null,3,3,6,6,null,null,null,null,null,null,3,3,6,6,null,null,null,null,null,null,4,4,7,7]
["FSK903FN20","Konsole für SammelS 100/185mm_flach","Montage auf ST-Profil_Set R / L (20 Stück)","ST",1,20,0,730,"335"]
["FSK903TN","Konsole für SammelS 100/185mm_tief","Montage auf ST-Profil_Set Rechts / Links","ST",1,1,0,51.9,"335",null,null,null,null,null,null,null,null,null,null,null,null,null,null,null,null,null,null,null,null,null,null,null,null,null,null,null,null,null,null,null,null,null,null,null,null,null,null,null,null,null,null,null,null,null,null,null,null,null,null,null,null,null,null,null,null,null,null,null,null,null,null,null,null,null,null,null,null,null,null,null,null,null,null,null,null,null,null,null,null,null,null,null,null,null,null,null,null,null,null,null,null,null,null,null,null,null,null,null,null,null,null,null,null,null,null,null,null,null,null,null,null,null,null,null,null,null,null,null,null,null,null,null,null,null,null,null,null,null,null,null,null,null,null,null,null,null,null,null,null,null,null,null,null,null,null,null,null,null,null,null,null,null,null,null,null,null,null,null,null,null,null,null,null,null,null,null,null,null,null,null,null,null,null,null,null,null,null,null,null,null,null,null,null,null,null,null,null,null,null,null,null,null,null,null,null,null,null,null,null,null,null,null,null,null,null,null,null,null,null,null,null,null,null,null,null,null,null,null,null,null,null,null,null,null,null,null,null,null,null,null,null,null,null,null,null,null,null,null,null,null,null,null,null,null,null,null,null,null,null,null,null,null,null,null,null,null,null,null,2,3,null,null,null,null,null,null,4,5,null,null,null,null,null,4,6,null,null,null,null,null,null,null,null,null,null,null,null,null,null,2,2,3,3,null,null,null,null,null,null,null,null,null,null,null,null,null,null,null,2,2,3,3,null,null,null,null,null,null,null,null,null,null,null,null,null,null,4,4,null,5,5,null,null,null,null,null,null,null,null,null,null,null,null,null,null,null,4,null,4,5,5,null,null,null,null,null,null,null,null,null,null,null,null,null,null,4,4,6,6]
["FSK903TN20","Konsole für SammelS 100/185mm_tief","Montage auf ST-Profil_Set R / L (20 Stück)","ST",1,20,0,692,"335"]
["FST601N","Sammelschienen-Träger 1-polig","für CU 12x5 - 30x10mm","ST",1,1,0,17.5,"335",null,null,null,null,null,null,null,null,null,null,null,null,null,null,null,null,null,null,null,null,null,null,null,null,null,null,null,null,null,null,null,null,null,null,null,null,null,null,null,null,null,null,null,null,null,null,null,null,null,null,null,null,null,null,null,null,null,null,null,null,null,null,null,null,null,null,null,null,null,null,null,null,null,null,null,null,null,null,null,null,null,null,null,null,null,null,null,null,null,null,null,null,null,null,null,null,null,null,null,null,null,null,null,null,null,null,null,null,null,null,null,null,null,null,null,null,null,null,null,null,null,null,null,null,null,null,null,null,null,null,null,null,null,null,null,null,null,null,null,null,null,null,null,null,null,null,null,null,null,null,null,null,null,null,null,null,null,null,null,null,null,null,null,null,null,null,null,null,null,null,null,null,null,null,null,null,null,null,null,null,null,null,null,null,null,null,null,null,null,null,null,4,null,2,null,6,null,3,null,8,null,4,null,null,null,4,4,4,4,null,null,2,2,null,null,null,4,4,4,null,null,2,2,null,null,null,6,6,6,null,null,3,3,null,null,null,6,6,6,null,null,3,3,null,null,null,8,8,8,null,null,4,4,null,null,null,null,4,4,null,2,null,null,null,null,6,6,null,3,null,null,null,8,8,null,4,null,null,null,null,null,null,null,null,4,4,4,4,4,4,null,null,2,2,null,null,null,null,null,null,null,null,null,4,4,4,4,4,4,null,null,2,2,null,null,null,null,null,null,null,null,6,6,6,6,6,6,null,null,null,3,3,null,null,null,null,null,null,null,null,null,6,6,6,6,6,6,null,null,null,3,3,null,null,null,null,null,null,null,null,8,8,8,8,8,8,null,null,4,4,2,2,2,3,3,4,4,2,2,2,2,2,2,2,2,2,2,2,2,2,2,2,2,2,2,2,2,3,3,3,null,3,3,3,3,3,3,3,3,3,3,3,3,3,4,4,4,4,4,4,4,4]
["FST601N20","Sammelschienen-Träger 1-polig","für CU 12x5 - 30x10mm (20 Stück)","ST",1,20,0,232,"335"]
["FST603N","SammelS-Träger 3-polig 60mm, EBM 32mm","für CU 12x5 - 30x10mm","ST",1,1,0,30.8,"335",null,null,null,null,null,null,null,null,null,null,null,null,null,null,null,null,null,null,null,null,null,null,null,null,null,null,null,null,null,null,null,null,null,null,null,null,null,null,null,null,null,null,null,null,null,null,null,null,null,null,null,null,null,null,null,null,null,null,null,null,null,null,null,null,null,null,null,null,null,null,null,null,null,null,null,null,null,null,null,null,null,null,null,null,null,null,null,null,null,null,null,null,null,null,null,null,null,null,null,null,null,null,null,null,null,null,null,null,null,null,null,null,null,null,null,null,null,null,null,null,null,null,null,null,null,null,null,null,null,null,null,null,null,null,null,null,null,null,null,null,null,null,null,null,null,null,null,null,null,null,null,null,null,null,null,null,null,null,null,null,null,null,null,null,null,null,null,null,null,null,null,null,null,null,null,null,null,null,null,null,null,null,null,null,null,null,null,null,null,null,2,2,null,null,3,3,null,null,4,4,null,null,2,2,2,2,2,2,2,null,null,null,null,2,2,2,2,2,2,null,null,null,null,3,3,3,3,3,3,null,null,null,null,3,3,3,3,3,3,null,null,null,null,4,4,4,4,4,4,null,null,null,null,null,null,2,null,2,null,null,null,null,null,3,null,3,null,null,null,null,4,null,4,null,null,null,null,null,2,2,2,null,null,null,2,2,2,null,null,null,null,null,null,null,null,null,2,2,2,null,null,null,null,2,2,2,null,null,null,null,null,null,null,null,null,3,3,3,null,null,null,3,3,3,null,null,null,null,null,null,null,null,null,null,3,3,3,null,null,null,null,3,3,3,null,null,null,null,null,null,null,null,null,null,4,4,4,null,null,null,4,4,4]
["FST603N10","SammelS-Träger 3-polig 60mm, EBM 32mm","für CU 12x5 - 30x10mm (10 Stück)","ST",1,10,0,206,"335"]
["FST703N","SammelS-Träger 3-polig 60mm, EBM 72/98mm","für CU 12x5 - 30x10mm","ST",1,1,0,30.8,"335",null,null,null,null,null,null,null,null,null,null,null,null,null,null,null,null,null,null,null,null,null,null,null,null,null,null,null,null,null,null,null,null,null,null,null,null,null,null,null,null,null,null,null,null,null,null,null,null,null,null,null,null,null,null,null,null,null,null,null,null,null,null,null,null,null,null,null,null,null,null,null,null,null,null,null,null,null,null,null,null,null,null,null,null,null,null,null,null,null,null,null,null,null,null,null,null,null,null,null,null,null,null,null,null,null,null,null,null,null,null,null,null,null,null,null,null,null,null,null,null,null,null,null,null,null,null,null,null,null,null,null,null,null,null,null,null,null,null,null,null,null,null,null,null,null,null,null,null,null,null,null,null,null,null,null,null,null,null,null,null,null,null,null,null,null,null,null,null,null,null,null,null,null,null,null,null,null,null,null,null,null,null,null,null,null,null,null,null,null,null,null,null,null,null,null,null,null,null,null,null,null,null,null,null,null,null,null,null,null,null,null,null,null,null,null,null,null,null,null,null,null,null,null,null,null,null,null,null,null,null,null,null,null,null,null,null,null,null,null,null,null,null,null,null,null,null,null,null,null,null,null,null,null,null,null,null,2,null,2,null,null,null,null,null,3,null,3,null,null,null,null,4,null,4,null,null,null,null,null,null,null,2,2,2,null,null,null,2,2,2,null,null,null,null,null,null,null,null,null,null,2,2,2,null,null,null,2,2,2,null,null,null,null,null,null,null,null,null,3,3,3,null,null,null,3,3,3,null,null,null,null,null,null,null,null,null,null,3,3,null,3,null,null,null,3,3,3,null,null,null,null,null,null,null,null,null,null,4,4,4,null,null,null,4,4,4]
["FST703N10","SammelS-Träger 3-polig 60mm, EBM 72/98mm","für CU 12x5 - 30x10mm (10 Stück)","ST",1,10,0,206,"335"]
["FST901N","Sammelschienen-Träger 1-polig","für CU 30x10 - 120x10mm","ST",1,1,0,57.2,"335",null,null,null,null,null,null,null,null,null,null,null,null,null,null,null,null,null,null,null,null,null,null,null,null,null,null,null,null,null,null,null,null,null,null,null,null,null,null,null,null,null,null,null,null,null,null,null,null,null,null,null,null,null,null,null,null,null,null,null,null,null,null,null,null,null,null,null,null,null,null,null,null,null,null,null,null,null,null,null,null,null,null,null,null,null,null,null,null,null,null,null,null,null,null,null,null,null,null,null,null,null,null,null,null,null,null,null,null,null,null,null,null,null,null,null,null,null,null,null,null,null,null,null,null,null,null,null,null,null,null,null,null,null,null,null,null,null,null,null,null,null,null,null,null,null,null,null,null,null,null,null,null,null,null,null,null,null,null,null,null,null,null,null,null,null,null,null,null,null,null,null,null,null,null,null,null,null,null,null,null,null,null,null,null,null,null,null,null,null,null,null,null,null,2,null,null,null,3,null,null,null,4,null,null,null,null,null,null,null,null,null,2,2,null,null,null,null,null,null,null,null,2,2,null,null,null,null,null,null,null,null,3,3,null,null,null,null,null,null,null,null,3,3,null,null,null,null,null,null,null,null,4,4,null,null,null,null,null,null,null,2,null,null,null,null,null,null,null,3,null,null,null,null,null,null,4,null,null,null,null,null,null,null,null,null,null,null,null,null,null,null,null,2,2,null,null,null,null,null,null,null,null,null,null,null,null,null,null,null,null,null,2,2,null,null,null,null,null,null,null,null,null,null,null,null,null,null,null,null,null,3,3,null,null,null,null,null,null,null,null,null,null,null,null,null,null,null,null,null,null,3,3,null,null,null,null,null,null,null,null,null,null,null,null,null,null,null,null,4,4]
["FST901N10","Sammelschienen-Träger 1-polig","für CU 30x10 - 120x10mm (10 Stück)","ST",1,10,0,381.5,"335"]
["FST902N","Sammelschienen-Träger 100mm, 3-p","für CU 30x10 - 60x10mm","ST",1,1,0,71.400000000000006,"335"]
["FST902N10","Sammelschienen-Träger 100mm, 3-p","für CU 30x10 - 120x10mm (10 Stück)","ST",1,10,0,477.5,"335"]
["FST903N","SammelS-Träger 3-polig 185mm, EBM 150mm","für CU 30x10 - 120x10mm","ST",1,1,0,88.6,"335",null,null,null,null,null,null,null,null,null,null,null,null,null,null,null,null,null,null,null,null,null,null,null,null,null,null,null,null,null,null,null,null,null,null,null,null,null,null,null,null,null,null,null,null,null,null,null,null,null,null,null,null,null,null,null,null,null,null,null,null,null,null,null,null,null,null,null,null,null,null,null,null,null,null,null,null,null,null,null,null,null,null,null,null,null,null,null,null,null,null,null,null,null,null,null,null,null,null,null,null,null,null,null,null,null,null,null,null,null,null,null,null,null,null,null,null,null,null,null,null,null,null,null,null,null,null,null,null,null,null,null,null,null,null,null,null,null,null,null,null,null,null,null,null,null,null,null,null,null,null,null,null,null,null,null,null,null,null,null,null,null,null,null,null,null,null,null,null,null,null,null,null,null,null,null,null,null,null,null,null,null,null,null,null,null,null,null,null,null,null,null,null,2,2,null,null,3,3,null,null,4,4,null,null,null,null,null,null,null,2,2,2,2,null,null,null,null,null,null,2,2,2,2,null,null,null,null,null,null,3,3,3,3,null,null,null,null,null,null,3,3,3,3,null,null,null,null,null,null,4,4,4,4,null,null,null,null,null,null,2,2,null,null,null,null,null,null,3,3,null,null,null,null,null,4,4,null,null,null,null,null,null,null,null,null,null,null,null,null,null,2,2,2,2,null,null,null,null,null,null,null,null,null,null,null,null,null,null,null,2,2,2,2,null,null,null,null,null,null,null,null,null,null,null,null,null,null,3,3,null,3,3,null,null,null,null,null,null,null,null,null,null,null,null,null,null,null,3,null,3,3,3,null,null,null,null,null,null,null,null,null,null,null,null,null,null,4,4,4,4]
["FST903N10","SammelS-Träger 3-polig 185mm, EBM 150mm","für CU 30x10 - 120x10mm (10 Stück)","ST",1,10,0,591,"335"]
["FTB24N2","Tiefbauwinkel 24mm abgesenkt","für Hutschiene und FIP1N (2 Stück)","ST",1,2,0,15.9,"335",null,null,null,null,null,1,null,null,null,null,null,null,null,null,null,null,1,null,null,null,null,null,null,null,null,null,null,1,null,null,null,null,null,2,null,null,null,null,null,null,null,null,null,null,null,null,1,null,null,null,null,null,null,null,null,null,null,1,null,null,null,null,null,null,null,null,1,null,null,null,null,null,null,2,null,null,null,null,null,null,null,1,null,null,null,null,null,null,null,null,2,null,null,null,null,null,null,null,null,null,null,null,1,null,null,null,3,null,null,null,null,null,null,null,null,null,null,null,null,null,null,1,null,4,null,null,null,null,1,null,5,null,null,null,null,null,null,null,null,null,1,null,null,null,null,null,null,null,null,null,2,null,null,null,null,null,null,null,null,1,null,null,3,null,null,null,null,null,null,null,null,null,null,null,null,1,null,null,4,null,null,null,null,1,null,5,null,null,null,null,null,null,null,null,null,null,null,null,null,null,null,null,null,null,null,null,null,null,null,null,null,null,null,null,null,null,null,null,null,null,null,null,null,null,null,null,null,null,null,null,null,null,null,null,null,null,null,null,null,null,null,null,null,null,null,null,null,null,null,null,null,null,null,null,null,null,null,null,null,null,null,null,null,null,null,null,null,null,null,null,null,null,null,null,null,null,null,null,null,null,null,null,null,null,null,null,null,null,null,null,null,null,null,null,null,null,null,null,null,null,null,null,null,null,null,null,null,null,null,null,null,null,null,null,null,null,null,null,null,null,null,null,null,null,null,null,null,null,null,null,null,null,null,null,null,null,null,null,null,null,null,null,null,null,null,null,null,null,null,null,null,null,null,null,null,null,null,null,null,null,null,null,null,null,null,null,null,null,null,null,1,null,null,null,null,null,null,1,1,null,null,null,null,null,null,null,null,1,1]
["FTB24N20","Tiefbauwinkel 24mm abgesenkt","für Hutschiene und FIP1N (20 Stück)","ST",1,20,0,106,"335"]
["FTB49N2","Tiefbauwinkel 49mm abgesenkt","für Hutschiene und FIP1N (2 Stück)","ST",1,2,0,17.7,"335",null,null,1,null,null,null,null,null,null,null,2,null,null,null,null,null,1,null,null,null,3,null,null,null,null,null,null,1,null,4,null,null,null,1,null,5,null,null,null,null,null,null,null,1,null,null,null,null,null,null,null,null,2,null,null,null,null,1,null,null,3,null,null,null,null,null,1,null,null,4,null,null,null,1,null,5]
["FTB49N20","Tiefbauwinkel 49mm abgesenkt","für Hutschiene und FIP1N (20 Stück)","ST",1,20,0,118,"335"]
["FTB74N2","Tiefbauwinkel 74mm abgesenkt","für Hutschiene und FIP1N (2 Stück)","ST",1,2,0,19.399999999999999,"335"]
["FTB74N20","Tiefbauwinkel 74mm abgesenkt","für Hutschiene und FIP1N (20 Stück)","ST",1,20,0,129.5,"335"]
["FTV22N2","Tiefbaubügel 0-125mm Absenkung","stufenlos verstellbar (2 Stück)","ST",1,2,0,43.7,"335",null,null,null,1,null,null,null,null,null,null,null,null,2,null,null,null,null,null,null,null,null,null,null,2,null,null,null,null,null,null,2,null,null,null,null,null,2,null,null,null,null,null,null,null,1,null,null,null,null,null,null,null,null,null,2,null,null,null,null,null,null,null,null,2,null,null,null,null,null,null,null,2,null,null,null,null,2,null,null,null,null,null,1,null,null,null,null,null,null,null,null,null,null,2,null,null,null,null,null,null,null,null,null,null,null,null,null,null,null,null,2,null,null,null,null,null,null,null,null,null,null,null,null,null,2,null,null,null,null,null,null,2,null,null,null,null,null,null,null,null,null,1,null,null,null,null,null,null,null,null,null,null,null,2,null,null,null,null,null,null,null,null,null,null,null,null,null,2,null,null,null,null,null,null,null,null,null,null,null,null,2,null,null,null,null,null,2]
["FTV22N20","Tiefbaubügel 0-125mm Absenkung","stufenlos verstellbar (20 Stück)","ST",1,20,0,290.5,"335"]
["FTV34N2","Tiefbaubügel 0-226mm Absenkung","stufenlos verstellbar (2 Stück)","ST",1,2,0,46.1,"335"]
["FTV34N20","Tiefbaubügel 0-226mm Absenkung","stufenlos verstellbar (20 Stück)","ST",1,20,0,307.5,"335"]
["GCU101N","Sammelschiene 250 A","1-polig 1-feldrig, ESPRO","ST",1,1,0,10,"525",null,null,null,null,null,null,null,null,null,null,null,null,null,null,null,null,null,null,null,null,null,null,null,null,null,null,null,null,null,null,null,null,null,null,null,null,null,null,null,null,null,null,null,null,null,null,null,null,null,null,null,null,null,null,null,null,null,null,null,null,null,null,null,null,null,null,null,null,null,null,null,null,null,null,null,null,null,null,null,null,null,null,null,null,null,null,null,null,null,null,null,null,null,null,null,null,null,null,null,null,null,null,null,null,null,null,null,null,null,null,null,null,null,null,null,null,null,null,null,null,null,null,null,null,null,null,null,null,null,null,null,null,null,null,null,null,null,null,null,null,null,null,null,null,null,null,null,null,null,null,null,null,null,null,null,null,null,null,null,null,null,null,null,null,null,null,null,null,null,null,null,null,null,null,null,null,null,null,null,null,null,null,null,null,null,null,null,null,null,null,null,null,null,null,null,null,null,null,null,null,null,null,null,null,null,null,null,null,null,null,null,null,null,null,null,null,null,null,null,null,null,null,null,null,null,null,null,null,null,null,null,null,null,null,null,null,null,null,null,null,null,null,null,null,null,null,null,null,null,null,null,null,null,null,null,null,null,null,null,null,null,null,null,null,null,null,null,null,null,null,null,null,null,null,null,null,5,10]
["GCU102N","Sammelschiene 250 A","1-polig 2-feldrig, ESPRO","ST",1,1,0,19.5,"525",null,null,null,null,null,null,null,null,null,null,null,null,null,null,null,null,null,null,null,null,null,null,null,null,null,null,null,null,null,null,null,null,null,null,null,null,null,null,null,null,null,null,null,null,null,null,null,null,null,null,null,null,null,null,null,null,null,null,null,null,null,null,null,null,null,null,null,null,null,null,null,null,null,null,null,null,null,null,null,null,null,null,null,null,null,null,null,null,null,null,null,null,null,null,null,null,null,null,null,null,null,null,null,null,null,null,null,null,null,null,null,null,null,null,null,null,null,null,null,null,null,null,null,null,null,null,null,null,null,null,null,null,null,null,null,null,null,null,null,null,null,null,null,null,null,null,null,null,null,null,null,null,null,null,null,null,null,null,null,null,null,null,null,null,null,null,null,null,null,null,null,null,null,null,null,null,null,null,null,null,null,null,null,null,null,null,null,null,null,null,null,null,null,null,null,null,null,null,null,null,null,null,null,null,null,null,null,null,null,null,null,null,null,null,null,null,null,null,null,null,null,null,null,null,null,null,null,null,null,null,null,null,null,null,null,null,null,null,null,null,null,null,null,null,null,null,null,null,null,null,null,null,null,null,null,null,null,null,null,null,null,null,null,null,null,null,null,null,null,null,null,null,null,null,null,null,null,null,null,null,null,null,null,null,null,null,null,null,null,null,null,null,null,null,5,10]
["GCU103N","Sammelschiene 250 A","1-polig 3-feldrig, ESPRO","ST",1,1,0,29.8,"525",null,null,null,null,null,null,null,null,null,null,null,null,null,null,null,null,null,null,null,null,null,null,null,null,null,null,null,null,null,null,null,null,null,null,null,null,null,null,null,null,null,null,null,null,null,null,null,null,null,null,null,null,null,null,null,null,null,null,null,null,null,null,null,null,null,null,null,null,null,null,null,null,null,null,null,null,null,null,null,null,null,null,null,null,null,null,null,null,null,null,null,null,null,null,null,null,null,null,null,null,null,null,null,null,null,null,null,null,null,null,null,null,null,null,null,null,null,null,null,null,null,null,null,null,null,null,null,null,null,null,null,null,null,null,null,null,null,null,null,null,null,null,null,null,null,null,null,null,null,null,null,null,null,null,null,null,null,null,null,null,null,null,null,null,null,null,null,null,null,null,null,null,null,null,null,null,null,null,null,null,null,null,null,null,null,null,null,null,null,null,null,null,null,null,null,null,null,null,null,null,null,null,null,null,null,null,null,null,null,null,null,null,null,null,null,null,null,null,null,null,null,null,null,null,null,null,null,null,null,null,null,null,null,null,null,null,null,null,null,null,null,null,null,null,null,null,null,null,null,null,null,null,null,null,null,null,null,null,null,null,null,null,null,null,null,null,null,null,null,null,null,null,null,null,null,null,null,null,null,null,null,null,null,null,null,null,null,null,null,null,null,null,null,null,null,null,null,null,null,null,null,null,null,null,null,null,null,null,null,null,null,null,null,5,10]
["GCU104N","Sammelschiene 250 A","1-polig 4-feldrig, ESPRO","ST",1,1,0,39.4,"100",null,null,null,null,null,null,null,null,null,null,null,null,null,null,null,null,null,null,null,null,null,null,null,null,null,null,null,null,null,null,null,null,null,null,null,null,null,null,null,null,null,null,null,null,null,null,null,null,null,null,null,null,null,null,null,null,null,null,null,null,null,null,null,null,null,null,null,null,null,null,null,null,null,null,null,null,null,null,null,null,null,null,null,null,null,null,null,null,null,null,null,null,null,null,null,null,null,null,null,null,null,null,null,null,null,null,null,null,null,null,null,null,null,null,null,null,null,null,null,null,null,null,null,null,null,null,null,null,null,null,null,null,null,null,null,null,null,null,null,null,null,null,null,null,null,null,null,null,null,null,null,null,null,null,null,null,null,null,null,null,null,null,null,null,null,null,null,null,null,null,null,null,null,null,null,null,null,null,null,null,null,null,null,null,null,null,null,null,null,null,null,null,null,null,null,null,null,null,null,null,null,null,null,null,null,null,null,null,null,null,null,null,null,null,null,null,null,null,null,null,null,null,null,null,null,null,null,null,null,null,null,null,null,null,null,null,null,null,null,null,null,null,null,null,null,null,null,null,null,null,null,null,null,null,null,null,null,null,null,null,null,null,null,null,null,null,null,null,null,null,null,null,null,null,null,null,null,null,null,null,null,null,null,null,null,null,null,null,null,null,null,null,null,null,null,null,null,null,null,null,null,null,null,null,null,null,null,null,null,null,null,null,null,null,null,null,null,null,null,null,null,null,null,null,null,null,null,null,null,null,null,null,5,10]
["GCU105N","Sammelschiene 250 A","1-polig, 5-feldrig, ESPRO","ST",1,1,0,48.8,"525",null,null,null,null,null,null,null,null,null,null,null,null,null,null,null,null,null,null,null,null,null,null,null,null,null,null,null,null,null,null,null,null,null,null,null,null,null,null,null,null,null,null,null,null,null,null,null,null,null,null,null,null,null,null,null,null,null,null,null,null,null,null,null,null,null,null,null,null,null,null,null,null,null,null,null,null,null,null,null,null,null,null,null,null,null,null,null,null,null,null,null,null,null,null,null,null,null,null,null,null,null,null,null,null,null,null,null,null,null,null,null,null,null,null,null,null,null,null,null,null,null,null,null,null,null,null,null,null,null,null,null,null,null,null,null,null,null,null,null,null,null,null,null,null,null,null,null,null,null,null,null,null,null,null,null,null,null,null,null,null,null,null,null,null,null,null,null,null,null,null,null,null,null,null,null,null,null,null,null,null,null,null,null,null,null,null,null,null,null,null,null,null,null,null,null,null,null,null,null,null,null,null,null,null,null,null,null,null,null,null,null,null,null,null,null,null,null,null,null,null,null,null,null,null,null,null,null,null,null,null,null,null,null,null,null,null,null,null,null,null,null,null,null,null,null,null,null,null,null,null,null,null,null,null,null,null,null,null,null,null,null,null,null,null,null,null,null,null,null,null,null,null,null,null,null,null,null,null,null,null,null,null,null,null,null,null,null,null,null,null,null,null,null,null,null,null,null,null,null,null,null,null,null,null,null,null,null,null,null,null,null,null,null,null,null,null,null,null,null,null,null,null,null,null,null,null,null,null,null,null,null,null,null,null,null,null,null,null,null,null,null,null,null,null,null,null,null,null,null,null,null,null,5,10]
["GKA10N","Kabelabfangschiene","für 160-225mm tiefe Gehäuse","ST",1,1,120,10.8,"150"]
["GKA10N10","Kabelabfangschiene","für 160-225mm tiefe Gehäuse  (10 Stück)","ST",1,10,120,93.8,"150"]
["GKA11N","Kabelabfangschiene 1 Feldbreit","für Montage auf Traggerüst","ST",1,1,120,11.1,"100"]
["GSS41N","Sammelschienen-Bausatz 4-polig 250A","für GAG12 - Anschlussgehäuse","ST",1,1,0,129.5,"525"]
["GSS42N","Sammelschienen-Bausatz 4-polig 355A","für GAG12","ST",1,1,0,281.5,"525"]
["GSS51N","Sammelschienen-Bausatz 5-polig 250A","für GAG12 - Anschlussgehäuse","ST",1,1,0,160,"525"]
["GSS52N","Sammelschienen-Bausatz 5-polig 355A","für GAG12","ST",1,1,0,339,"525"]
["GST40","Sammelschienenträger","mit Schrauben","ST",1,1,0,27.8,"100"]
["GST40N","Sammelschienenträger 40mm","komplett, ESPRO (1 Paar)","ST",1,1,0,27.5,"335",null,null,null,null,null,null,null,null,null,null,null,null,null,null,null,null,null,null,null,null,null,null,null,null,null,null,null,null,null,null,null,null,null,null,null,null,null,null,null,null,null,null,null,null,null,null,null,null,null,null,null,null,null,null,null,null,null,null,null,null,null,null,null,null,null,null,null,null,null,null,null,null,null,null,null,null,null,null,null,null,null,null,null,null,null,null,null,null,null,null,null,null,null,null,null,null,null,null,null,null,null,null,null,null,null,null,null,null,null,null,null,null,null,null,null,null,null,null,null,null,null,null,null,null,null,null,null,null,null,null,null,null,null,null,null,null,null,null,null,null,null,null,null,null,null,null,null,null,null,null,null,null,null,null,null,null,null,null,null,null,null,null,null,null,null,null,null,null,null,null,null,null,null,null,null,null,null,null,null,null,null,null,null,null,null,null,null,null,null,null,null,null,null,null,null,null,null,null,null,null,null,null,null,null,null,null,null,null,null,null,null,null,null,null,null,null,null,null,null,null,null,null,null,null,null,null,null,null,null,null,null,null,null,null,null,null,null,null,null,null,null,null,null,null,null,null,null,null,null,null,null,null,null,1,1,null,null,null,null,null,null,2,2,null,null,null,null,null,null,2,null,null,null,null,null,null,1,1,null,null,null,null,null,null,null,null,null,null,null,null,null,null,null,null,1,1,null,null,null,null,null,null,null,null,null,null,null,null,null,null,null,null,null,2,2,null,null,null,null,null,null,null,null,null,null,null,null,null,null,null,null,null,2,2,null,null,null,null,null,null,null,null,null,null,null,null,null,null,null,null,null,null,2,2]
["GST40N50","Sammelschienenträger 40mm","komplett, ESPRO (50 Paare)","ST",1,50,0,707,"335"]
["PLH1","Klarsichthaube","mit plombierbaren Schrauben","ST",1,1,0,19.899999999999999,"100"]
["PLH15","Klarsichthaube","mit plombierbaren Schrauben","ST",1,1,0,20.100000000000001,"100"]
["PLH1N","Klarsichthaube","mit plombierbaren Schrauben ESPRO","ST",1,1,0,19.899999999999999,"525"]
["PLH20","Klarsichthaube für TSG/SDE-Platz","mit seitlicher plombierbarer Schraube","ST",1,1,0,6.7,"100"]
["PLH20N","Klarsichthaube","mit plombierbaren Schrauben ESPRO","ST",1,1,0,6.7,"525"]
["PLH375Z","Klarsichthaube mit ZP","incl. Zubehör 375x250x183mm","ST",1,1,0,180,"100"]
["PLH452","Klarsichthaube mit Tür und Zubehör","Komplett","ST",1,1,0,94.2,"100"]
["PLH452Z","Klarsichthaube mit Zubehör","Komplett mit ZP (375mm)","ST",1,1,0,177.5,"100"]
["PMF112N","Montageplatten-Feld","1-feldrig breit, Bauhöhe 12","ST",1,1,0,194,"570"]
["PMF130N","Montageplatten-Feld","1-feldrig breit, Bauhöhe 3","ST",1,1,0,105.5,"570"]
["PMF131","Montageplatte für HAK","1-feldrig breit, Bauhöhe 3","ST",1,1,0,49.4,"570"]
["PMF140N","Montageplatten-Feld","1-feldrig breit, Bauhöhe 4","ST",1,1,0,117,"570"]
["PMF150N","Montageplatten-Feld","1-feldrig breit, Bauhöhe 5","ST",1,1,0,129,"570"]
["PMF160N","Montageplatten-Feld","1-feldrig breit, Bauhöhe 6","ST",1,1,0,134.5,"570"]
["PMF170N","Montageplatten-Feld","1-feldrig breit, Bauhöhe 7","ST",1,1,0,141,"570"]
["PMF180N","Montageplatten-Feld","1-feldrig breit, Bauhöhe 8","ST",1,1,0,146.5,"570"]
["PMF190N","Montageplatten-Feld","1-feldrig breit, Bauhöhe 9","ST",1,1,0,152.5,"570"]
["PMF212N","Montageplatten-Feld","2-feldrig breit, Bauhöhe 12","ST",1,1,0,242,"570"]
["PMF240N","Montageplatten-Feld","2-feldrig breit, Bauhöhe 4","ST",1,1,0,129,"570"]
["PMF250N","Montageplatten-Feld","2-feldrig breit, Bauhöhe 5","ST",1,1,0,141,"570"]
["PMF260N","Montageplatten-Feld","2-feldrig breit, Bauhöhe 6","ST",1,1,0,152.5,"570"]
["PMF270N","Montageplatten-Feld","2-feldrig breit, Bauhöhe 7","ST",1,1,0,164.5,"570"]
["PMF280N","Montageplatten-Feld","2-feldrig breit, Bauhöhe 8","ST",1,1,0,176,"570"]
["PMF290N","Montageplatten-Feld","2-feldrig breit, Bauhöhe 9","ST",1,1,0,187.5,"570"]
["PMF312N","Montageplatten-Feld","3-feldrig breit, Bauhöhe 12","ST",1,1,0,291,"570"]
["PMF330N","Montageplatten-Feld","3-feldrig breit, Bauhöhe 3","ST",1,1,0,141,"570"]
["PMF340N","Montageplatten-Feld","3-feldrig breit, Bauhöhe 4","ST",1,1,0,164.5,"570"]
["PMF350N","Montageplatten-Feld","3-feldrig breit, Bauhöhe 5","ST",1,1,0,187.5,"570"]
["PMF360N","Montageplatten-Feld","3-feldrig breit, Bauhöhe 6","ST",1,1,0,211.5,"570"]
["PMF370N","Montageplatten-Feld","3-feldrig breit, Bauhöhe 7","ST",1,1,0,235,"570"]
["PMF380N","Montageplatten-Feld","3-feldrig breit, Bauhöhe 8","ST",1,1,0,271,"570"]
["PMF390N","Montageplatten-Feld","3-feldrig breit, Bauhöhe 9","ST",1,1,0,318,"570"]
["PO11N","Abdeckhaube offen, ESPRO","1-reihig","ST",1,1,400,31.6,"525"]
["PO12EN","Abdeckhaube offen, ESPRO","2-reihig für eHZ","ST",1,1,196,41,"525"]
["PO12HN","Abdeckhaube offen, ESPRO","für SH-Schalter","ST",1,1,136,41,"525"]
["PO12MN","Abdeckhaube offen, ESPRO","für NH-Untert.2x3pol.","ST",1,1,136,41,"525"]
["PO12N","Abdeckhaube offen, ESPRO","2-reihig","ST",1,1,196,41,"525"]
["PO12NN","Abdeckhaube offen, ESPRO","für NH-Unterteil 3-polig","ST",1,1,136,45.2,"525"]
["PO13N","Abdeckhaube offen, ESPRO","3-reihig","ST",1,1,126,50.7,"525"]
["PU11EAN","Abdeckhaube geschlossen ESPRO","1-reihig, Raum für eHZ","ST",1,1,400,28.7,"525"]
["PU11EN","Abdeckhaube geschlossen ESPRO","1-reihig, für eHZ","ST",1,1,400,28.7,"525"]
["PU11N","Abdeckhaube geschlossen ESPRO","1-reihig","ST",1,1,400,28.7,"525"]
["PU12EN","Abdeckhaube geschlossen ESPRO","2-reihig, für eHZ","ST",1,1,400,29,"525"]
["PU12HN","Abdeckhaube geschlossen ESPRO","für SH-Schalter","ST",1,1,400,28.7,"525"]
["PU12N","Abdeckhaube geschlossen","2-reihig, ESPRO","ST",1,1,400,29.8,"525"]
["PVO12N","Feldabdeckung offen","2-reihig, Reihenabstand 125mm","ST",1,1,0,52.6,"525"]
["PVO13N","Feldabdeckung offen","3-reihig, Reihenabstand 125mm","ST",1,1,0,56,"525"]
["PVO14N","Feldabdeckung offen","4-reihig, Reihenabstand 125mm","ST",1,1,0,69.400000000000006,"525"]
["PVU12N","Feldabdeckung geschlossen","2-reihig, Reihenabstand 125mm","ST",1,1,0,52.6,"525"]
["PVU13N","Feldabdeckung geschlossen","3-reihig, Reihenabstand 125mm","ST",1,1,0,56,"525"]
["XCUS112","Cu-Schiene 2RE 12x10x295mm","senkrecht, ohne Überstand","ST",1,1,0,35.5,"325"]
["XCUS113","Cu-Schiene 3RE 12x10x445mm","senkrecht, ohne Überstand","ST",1,1,0,46.2,"325"]
["XCUS114","Cu-Schiene 4RE 12x10x595mm","senkrecht, ohne Überstand","ST",1,1,0,58.3,"325"]
["XCUS115","Cu-Schiene 5RE 12x10x745mm","senkrecht, ohne Überstand","ST",1,1,0,69.2,"325"]
["XCUS122","Cu-Schiene 2RE 20x10x295mm","senkrecht, ohne Überstand","ST",1,1,0,46.5,"325"]
["XCUS123","Cu-Schiene 3RE 20x10x445mm","senkrecht, ohne Überstand","ST",1,1,0,62.5,"325"]
["XCUS124","Cu-Schiene 4RE 20x10x595mm","senkrecht, ohne Überstand","ST",1,1,0,78.599999999999994,"325"]
["XCUS125","Cu-Schiene 5RE 20x10x745mm","senkrecht, ohne Überstand","ST",1,1,0,94.7,"325"]
["XCUS132","Cu-Schiene 2RE 30x10x295mm","senkrecht, ohne Überstand","ST",1,1,0,59.6,"325"]
["XCUS133","Cu-Schiene 3RE 30x10x445mm","senkrecht, ohne Überstand","ST",1,1,0,82.3,"325"]
["XCUS134","Cu-Schiene 4RE 30x10x595mm","senkrecht, ohne Überstand","ST",1,1,0,105,"325"]
["XCUS135","Cu-Schiene 5RE 30x10x745mm","senkrecht, ohne Überstand","ST",1,1,0,128.5,"325"]
["XCUS512","Cu-Schiene 2RE 12x5x295mm","senkrecht, ohne Überstand","ST",1,1,0,30.3,"325"]
["XCUS513","Cu-Schiene 3RE 12x5x445mm","senkrecht, ohne Überstand","ST",1,1,0,35.5,"325"]
["XCUS514","Cu-Schiene 4RE 12x5x595mm","senkrecht, ohne Überstand","ST",1,1,0,40.799999999999997,"325"]
["XCUS515","Cu-Schiene 5RE 12x5x745mm","senkrecht, ohne Überstand","ST",1,1,0,46,"325"]
["XCUS522","Cu-Schiene 2RE 20x5x295mm","senkrecht, ohne Überstand","ST",1,1,0,32,"325"]
["XCUS523","Cu-Schiene 3RE 20x5x445mm","senkrecht, ohne Überstand","ST",1,1,0,40.799999999999997,"325"]
["XCUS524","Cu-Schiene 4RE 20x5x595mm","senkrecht, ohne Überstand","ST",1,1,0,49.6,"325"]
["XCUS525","Cu-Schiene 5RE 20x5x745mm","senkrecht, ohne Überstand","ST",1,1,0,58.3,"325"]
["XCUS532","Cu-Schiene 2RE 30x5x295mm","senkrecht, ohne Überstand","ST",1,1,0,38,"325"]
["XCUS533","Cu-Schiene 3RE 30x5x445mm","senkrecht, ohne Überstand","ST",1,1,0,50.1,"325"]
["XCUS534","Cu-Schiene 4RE 30x5x595mm","senkrecht, ohne Überstand","ST",1,1,0,61.8,"325"]
["XCUS535","Cu-Schiene 5RE 30x5x745mm","senkrecht, ohne Überstand","ST",1,1,0,73.7,"325"]
["XCUW111","Cu-Schiene 1FB 12x10x245mm","waagrecht, ohne Überstand","ST",1,1,0,31.8,"325",null,null,null,null,null,null,null,null,null,null,null,null,null,null,null,null,null,null,null,null,null,null,null,null,null,null,null,null,null,null,null,null,null,null,null,null,null,null,null,null,null,null,null,null,null,null,null,null,null,null,null,null,null,null,null,null,null,null,null,null,null,null,null,null,null,null,null,null,null,null,null,null,null,null,null,null,null,null,null,null,null,null,null,null,null,null,null,null,null,null,null,null,null,null,null,null,null,null,null,null,null,null,null,null,null,null,null,null,null,null,null,null,null,null,null,null,null,null,null,null,null,null,null,null,null,null,null,null,null,null,null,null,null,null,null,null,null,null,null,null,null,null,null,null,null,null,null,null,null,null,null,null,null,null,null,null,null,null,null,null,null,null,null,null,null,null,null,null,null,null,null,null,null,null,null,null,null,null,null,null,null,null,null,null,null,null,null,null,null,null,null,null,null,null,null,null,null,null,null,null,null,null,null,3,null,null,null,5,null,null,null,null,null,null,null,null,null,null,null,null,null,null,null,null,null,null,null,null,null,null,null,null,null,null,null,null,null,null,null,null,null,null,null,null,null,null,null,null,null,null,null,null,null,null,null,null,null,null,null,null,null,null,null,null,null,null,null,null,null,null,null,null,null,null,null,null,null,null,null,3,null,3,null,null,null,4,null,4,null,null,null,null,null,null,null,null,null,null,null,null,null,null,null,null,null,null,null,null,null,null,null,null,null,null,null,null,null,null,null,null,null,null,null,null,null,null,null,null,null,null,null,null,null,null,null,null,null,null,null,null,null,null,null,null,null,null,null,null,null,null,null,null,null,null,null,null,null,null,null,null,null,null,null,null,null,null,null,null,null,null,null,null,null,null,null,null,null,null,null,null,1,null,null,null,1]
["XCUW111B","Cu-Schiene 1FB 12x10x335mm","waagrecht, beidseitig um 45mm verlängert","ST",1,1,0,38,"325"]
["XCUW111E","Cu-Schiene 1FB 12x10x290mm","waagrecht, einseitig um 45mm verlängert","ST",1,1,0,35,"325"]
["XCUW111K","Cu-Schiene 1FB 12x10x198mm","waagrecht, zwischen Trägerprofil","ST",1,1,0,29.3,"325",null,null,null,null,null,null,null,null,null,null,null,null,null,null,null,null,null,null,null,null,null,null,null,null,null,null,null,null,null,null,null,null,null,null,null,null,null,null,null,null,null,null,null,null,null,null,null,null,null,null,null,null,null,null,null,null,null,null,null,null,null,null,null,null,null,null,null,null,null,null,null,null,null,null,null,null,null,null,null,null,null,null,null,null,null,null,null,null,null,null,null,null,null,null,null,null,null,null,null,null,null,null,null,null,null,null,null,null,null,null,null,null,null,null,null,null,null,null,null,null,null,null,null,null,null,null,null,null,null,null,null,null,null,null,null,null,null,null,null,null,null,null,null,null,null,null,null,null,null,null,null,null,null,null,null,null,null,null,null,null,null,null,null,null,null,null,null,null,null,null,null,null,null,null,null,null,null,null,null,null,null,null,null,null,null,null,null,null,null,null,null,null,null,null,null,null,null,null,null,null,null,null,null,null,null,null,null,null,null,null,null,null,null,null,null,null,null,null,null,null,null,null,null,null,null,null,null,null,null,null,null,null,null,null,null,null,null,null,null,null,null,null,null,null,null,null,null,null,null,null,null,null,null,null,null,null,null,null,null,null,null,null,null,null,null,null,null,null,null,null,null,null,null,null,null,null,null,null,null,null,null,null,null,null,null,null,null,null,null,null,null,null,null,null,null,null,null,null,null,null,null,null,null,null,null,null,null,null,null,null,null,null,null,null,null,null,null,null,null,null,null,null,null,null,null,null,null,null,null,null,null,null,null,null,null,null,null,null,null,null,null,null,null,null,null,null,null,null,null,null,null,null,null,null,null,null,null,null,null,null,null,null,null,null,null,null,null,null,null,null,null,null,null,null,null,null,null,null,1]
["XCUW112","Cu-Schiene 2FB 12x10x495mm","waagrecht, ohne Überstand","ST",1,1,0,49.5,"325",null,null,null,null,null,null,null,null,null,null,null,null,null,null,null,null,null,null,null,null,null,null,null,null,null,null,null,null,null,null,null,null,null,null,null,null,null,null,null,null,null,null,null,null,null,null,null,null,null,null,null,null,null,null,null,null,null,null,null,null,null,null,null,null,null,null,null,null,null,null,null,null,null,null,null,null,null,null,null,null,null,null,null,null,null,null,null,null,null,null,null,null,null,null,null,null,null,null,null,null,null,null,null,null,null,null,null,null,null,null,null,null,null,null,null,null,null,null,null,null,null,null,null,null,null,null,null,null,null,null,null,null,null,null,null,null,null,null,null,null,null,null,null,null,null,null,null,null,null,null,null,null,null,null,null,null,null,null,null,null,null,null,null,null,null,null,null,null,null,null,null,null,null,null,null,null,null,null,null,null,null,null,null,null,null,null,null,null,null,null,null,null,null,null,null,null,null,null,null,null,null,null,null,null,null,null,null,null,null,null,null,null,null,null,3,null,null,4,null,null,null,null,null,null,null,null,null,null,null,null,null,null,null,null,null,null,null,null,null,null,null,null,null,null,null,null,null,null,null,null,null,null,null,null,null,null,null,null,null,null,null,null,null,null,null,null,null,null,null,null,null,null,null,null,null,null,null,null,null,null,null,null,null,null,null,null,null,null,null,null,null,null,null,null,null,null,null,3,null,null,3,null,null,null,4,null,4,null,null,null,null,null,null,null,null,null,null,null,null,null,null,null,null,null,null,null,null,null,null,null,null,null,null,null,null,null,null,null,null,null,null,null,null,null,null,null,null,null,null,null,null,null,null,null,null,null,null,null,null,null,null,null,null,null,null,null,null,null,null,null,null,null,null,null,null,null,null,null,null,null,null,null,null,null,null,null,null,null,null,null,1,null,null,null,1]
["XCUW112B","Cu-Schiene 2FB 12x10x585mm","waagrecht, beidseitig um 45mm verlängert","ST",1,1,0,57.5,"325"]
["XCUW112E","Cu-Schiene 2FB 12x10x540mm","waagrecht, einseitig um 45mm verlängert","ST",1,1,0,41.9,"325"]
["XCUW112K","Cu-Schiene 2FB 12x10x448mm","waagrecht, zwischen Trägerprofil","ST",1,1,0,47.5,"325"]
["XCUW113","Cu-Schiene 3FB 12x10x745mm","waagrecht, ohne Überstand","ST",1,1,0,67.2,"325",null,null,null,null,null,null,null,null,null,null,null,null,null,null,null,null,null,null,null,null,null,null,null,null,null,null,null,null,null,null,null,null,null,null,null,null,null,null,null,null,null,null,null,null,null,null,null,null,null,null,null,null,null,null,null,null,null,null,null,null,null,null,null,null,null,null,null,null,null,null,null,null,null,null,null,null,null,null,null,null,null,null,null,null,null,null,null,null,null,null,null,null,null,null,null,null,null,null,null,null,null,null,null,null,null,null,null,null,null,null,null,null,null,null,null,null,null,null,null,null,null,null,null,null,null,null,null,null,null,null,null,null,null,null,null,null,null,null,null,null,null,null,null,null,null,null,null,null,null,null,null,null,null,null,null,null,null,null,null,null,null,null,null,null,null,null,null,null,null,null,null,null,null,null,null,null,null,null,null,null,null,null,null,null,null,null,null,null,null,null,null,null,null,null,null,null,null,null,null,null,null,null,null,null,null,null,null,null,null,null,null,null,null,null,null,null,null,null,null,null,null,null,null,null,3,null,null,4,null,null,null,null,null,null,null,null,null,null,null,null,null,null,null,null,null,null,null,null,null,null,null,null,null,null,null,null,null,null,null,null,null,null,null,null,null,null,null,null,null,null,null,null,null,null,null,null,null,null,null,null,null,null,null,null,null,null,null,null,null,null,null,null,null,null,null,null,null,null,null,null,null,null,null,null,null,null,null,null,null,null,null,null,null,null,null,null,3,null,3,null,null,null,4,null,4,null,null,null,null,null,null,null,null,null,null,null,null,null,null,null,null,null,null,null,null,null,null,null,null,null,null,null,null,null,null,null,null,null,null,null,null,null,null,null,null,null,null,null,null,null,null,null,null,null,null,null,null,null,null,null,null,null,null,null,null,null,null,null,null,null,null,null,null,null,null,null,null,null,1,null,null,null,null,1]
["XCUW113B","Cu-Schiene 3FB 12x10x835mm","waagrecht, beidseitig um 45mm verlängert","ST",1,1,0,75.900000000000006,"325"]
["XCUW113E","Cu-Schiene 3FB 12x10x790mm","waagrecht, einseitig um 45mm verlängert","ST",1,1,0,69.599999999999994,"325"]
["XCUW113K","Cu-Schiene 3FB 12x10x698mm","waagrecht, zwischen Trägerprofil","ST",1,1,0,65.8,"325"]
["XCUW114","Cu-Schiene 4FB 12x10x995mm","waagrecht, ohne Überstand","ST",1,1,0,84.7,"325",null,null,null,null,null,null,null,null,null,null,null,null,null,null,null,null,null,null,null,null,null,null,null,null,null,null,null,null,null,null,null,null,null,null,null,null,null,null,null,null,null,null,null,null,null,null,null,null,null,null,null,null,null,null,null,null,null,null,null,null,null,null,null,null,null,null,null,null,null,null,null,null,null,null,null,null,null,null,null,null,null,null,null,null,null,null,null,null,null,null,null,null,null,null,null,null,null,null,null,null,null,null,null,null,null,null,null,null,null,null,null,null,null,null,null,null,null,null,null,null,null,null,null,null,null,null,null,null,null,null,null,null,null,null,null,null,null,null,null,null,null,null,null,null,null,null,null,null,null,null,null,null,null,null,null,null,null,null,null,null,null,null,null,null,null,null,null,null,null,null,null,null,null,null,null,null,null,null,null,null,null,null,null,null,null,null,null,null,null,null,null,null,null,null,null,null,null,null,null,null,null,null,null,null,null,null,null,null,null,null,null,null,null,null,null,null,null,null,null,null,null,null,null,null,null,null,null,null,null,null,null,null,null,null,3,null,null,4,null,null,null,null,null,null,null,null,null,null,null,null,null,null,null,null,null,null,null,null,null,null,null,null,null,null,null,null,null,null,null,null,null,null,null,null,null,null,null,null,null,null,null,null,null,null,null,null,null,null,null,null,null,null,null,null,null,null,null,null,null,null,null,null,null,null,null,null,null,null,null,null,null,null,null,null,null,null,null,null,null,null,null,null,null,null,null,null,null,null,null,null,null,null,null,null,null,3,null,3,null,null,null,null,4,null,4,null,null,null,null,null,null,null,null,null,null,null,null,null,null,null,null,null,null,null,null,null,null,null,null,null,null,null,null,null,null,null,null,null,null,null,null,null,null,null,null,null,null,null,null,null,null,null,null,null,null,null,null,null,null,null,null,null,null,null,null,null,null,1,null,null,null,1]
["XCUW114B","Cu-Schiene 4FB 12x10x1085mm","waagrecht, beidseitig um 45mm verlängert","ST",1,1,0,94.3,"325"]
["XCUW114E","Cu-Schiene 4FB 12x10x1040mm","waagrecht, einseitig um 45mm verlängert","ST",1,1,0,86.9,"325"]
["XCUW115","Cu-Schiene 5FB 12x10x1245mm","waagrecht, ohne Überstand","ST",1,1,0,102.5,"325",null,null,null,null,null,null,null,null,null,null,null,null,null,null,null,null,null,null,null,null,null,null,null,null,null,null,null,null,null,null,null,null,null,null,null,null,null,null,null,null,null,null,null,null,null,null,null,null,null,null,null,null,null,null,null,null,null,null,null,null,null,null,null,null,null,null,null,null,null,null,null,null,null,null,null,null,null,null,null,null,null,null,null,null,null,null,null,null,null,null,null,null,null,null,null,null,null,null,null,null,null,null,null,null,null,null,null,null,null,null,null,null,null,null,null,null,null,null,null,null,null,null,null,null,null,null,null,null,null,null,null,null,null,null,null,null,null,null,null,null,null,null,null,null,null,null,null,null,null,null,null,null,null,null,null,null,null,null,null,null,null,null,null,null,null,null,null,null,null,null,null,null,null,null,null,null,null,null,null,null,null,null,null,null,null,null,null,null,null,null,null,null,null,null,null,null,null,null,null,null,null,null,null,null,null,null,null,null,null,null,null,null,null,null,null,null,null,null,null,null,null,null,null,null,null,null,null,null,null,null,null,null,null,null,null,null,null,null,null,null,null,null,null,null,3,null,null,4,null,null,null,null,null,null,null,null,null,null,null,null,null,null,null,null,null,null,null,null,null,null,null,null,null,null,null,null,null,null,null,null,null,null,null,null,null,null,null,null,null,null,null,null,null,null,null,null,null,null,null,null,null,null,null,null,null,null,null,null,null,null,null,null,null,null,null,null,null,null,null,null,null,null,null,null,null,null,null,null,null,null,null,null,null,null,null,null,null,null,null,null,null,null,null,null,null,null,null,null,null,null,null,null,null,null,null,3,null,3,null,null,null,4,null,4,null,null,null,null,null,null,null,null,null,null,null,null,null,null,null,null,null,null,null,null,null,null,null,null,null,null,null,null,null,null,null,null,null,null,null,null,null,null,null,null,null,null,null,null,null,null,null,null,null,null,null,1,null,null,null,1]
["XCUW115B","Cu-Schiene 5FB 12x10x1335mm","waagrecht, beidseitig um 45mm verlängert","ST",1,1,0,112.5,"325"]
["XCUW115E","Cu-Schiene 5FB 12x10x1290mm","waagrecht, einseitig um 45mm verlängert","ST",1,1,0,104.5,"325"]
["XCUW121","Cu-Schiene 1FB 20x10x245mm","waagrecht, ohne Überstand","ST",1,1,0,41.2,"325",null,null,null,null,null,null,null,null,null,null,null,null,null,null,null,null,null,null,null,null,null,null,null,null,null,null,null,null,null,null,null,null,null,null,null,null,null,null,null,null,null,null,null,null,null,null,null,null,null,null,null,null,null,null,null,null,null,null,null,null,null,null,null,null,null,null,null,null,null,null,null,null,null,null,null,null,null,null,null,null,null,null,null,null,null,null,null,null,null,null,null,null,null,null,null,null,null,null,null,null,null,null,null,null,null,null,null,null,null,null,null,null,null,null,null,null,null,null,null,null,null,null,null,null,null,null,null,null,null,null,null,null,null,null,null,null,null,null,null,null,null,null,null,null,null,null,null,null,null,null,null,null,null,null,null,null,null,null,null,null,null,null,null,null,null,null,null,null,null,null,null,null,null,null,null,null,null,null,null,null,null,null,null,null,null,null,null,null,null,null,null,null,null,null,null,null,null,null,null,null,null,null,null,null,null,null,null,null,null,null,null,null,1,null,null,null,null,null,null,null,null,null,null,null,null,null,null,null,null,null,null,null,null,null,null,null,null,null,null,null,null,null,null,null,null,null,null,null,null,null,null,null,null,null,null,null,null,null,null,null,null,null,null,null,null,null,null,null,null,null,null,null,null,null,null,null,null,null,null,null,null,null,null,null,null,null,null,null,null,null,null,null,null,1]
["XCUW121B","Cu-Schiene 1FB 20x10x337mm","waagrecht, beidseitig um 46mm verlängert","ST",1,1,0,51.4,"325"]
["XCUW121E","Cu-Schiene 1FB 20x10x291mm","waagrecht, einseitig um 46mm verlängert","ST",1,1,0,51.2,"325"]
["XCUW121K","Cu-Schiene 1FB 20x10x198mm","waagrecht, zwischen Trägerprofil","ST",1,1,0,36.1,"325"]
["XCUW122","Cu-Schiene 2FB 20x10x495mm","waagrecht, ohne Überstand","ST",1,1,0,68.2,"325",null,null,null,null,null,null,null,null,null,null,null,null,null,null,null,null,null,null,null,null,null,null,null,null,null,null,null,null,null,null,null,null,null,null,null,null,null,null,null,null,null,null,null,null,null,null,null,null,null,null,null,null,null,null,null,null,null,null,null,null,null,null,null,null,null,null,null,null,null,null,null,null,null,null,null,null,null,null,null,null,null,null,null,null,null,null,null,null,null,null,null,null,null,null,null,null,null,null,null,null,null,null,null,null,null,null,null,null,null,null,null,null,null,null,null,null,null,null,null,null,null,null,null,null,null,null,null,null,null,null,null,null,null,null,null,null,null,null,null,null,null,null,null,null,null,null,null,null,null,null,null,null,null,null,null,null,null,null,null,null,null,null,null,null,null,null,null,null,null,null,null,null,null,null,null,null,null,null,null,null,null,null,null,null,null,null,null,null,null,null,null,null,null,null,null,null,null,null,null,null,null,null,null,null,null,null,null,null,null,null,null,null,null,null,null,null,null,null,null,null,null,null,1,null,null,null,null,null,null,null,null,null,null,null,null,null,null,null,null,null,null,null,null,null,null,null,null,null,null,null,null,null,null,null,null,null,null,null,null,null,null,null,null,null,null,null,null,null,null,null,null,null,null,null,null,null,null,null,null,null,null,null,null,null,null,null,null,null,null,null,null,null,null,null,null,null,null,null,null,null,null,null,null,null,null,null,null,null,null,null,null,null,1]
["XCUW122B","Cu-Schiene 2FB 20x10x587mm","waagrecht, beidseitig um 46mm verlängert","ST",1,1,0,78.3,"325"]
["XCUW122E","Cu-Schiene 2FB 20x10x541mm","waagrecht, einseitig um 46mm verlängert","ST",1,1,0,73.3,"325"]
["XCUW122K","Cu-Schiene 2FB 20x10x448mm","waagrecht, zwischen Trägerprofil","ST",1,1,0,62.8,"325"]
["XCUW123","Cu-Schiene 3FB 20x10x745mm","waagrecht, kein Überstand","ST",1,1,0,73.3,"325",null,null,null,null,null,null,null,null,null,null,null,null,null,null,null,null,null,null,null,null,null,null,null,null,null,null,null,null,null,null,null,null,null,null,null,null,null,null,null,null,null,null,null,null,null,null,null,null,null,null,null,null,null,null,null,null,null,null,null,null,null,null,null,null,null,null,null,null,null,null,null,null,null,null,null,null,null,null,null,null,null,null,null,null,null,null,null,null,null,null,null,null,null,null,null,null,null,null,null,null,null,null,null,null,null,null,null,null,null,null,null,null,null,null,null,null,null,null,null,null,null,null,null,null,null,null,null,null,null,null,null,null,null,null,null,null,null,null,null,null,null,null,null,null,null,null,null,null,null,null,null,null,null,null,null,null,null,null,null,null,null,null,null,null,null,null,null,null,null,null,null,null,null,null,null,null,null,null,null,null,null,null,null,null,null,null,null,null,null,null,null,null,null,null,null,null,null,null,null,null,null,null,null,null,null,null,null,null,null,null,null,null,null,null,null,null,null,null,null,null,null,null,null,null,null,null,null,null,null,null,null,null,1,null,null,null,null,null,null,null,null,null,null,null,null,null,null,null,null,null,null,null,null,null,null,null,null,null,null,null,null,null,null,null,null,null,null,null,null,null,null,null,null,null,null,null,null,null,null,null,null,null,null,null,null,null,null,null,null,null,null,null,null,null,null,null,null,null,null,null,null,null,null,null,null,null,null,null,null,null,null,null,null,null,null,null,null,null,null,null,null,null,null,null,null,null,null,null,null,null,null,1]
["XCUW123B","Cu-Schiene 3FB 20x10x837mm","waagrecht, beidseitig um 46mm verlängert","ST",1,1,0,105,"325"]
["XCUW123E","Cu-Schiene 3FB 20x10x791mm","waagrecht, einseitig um 46mm verlängert","ST",1,1,0,105,"325"]
["XCUW123K","Cu-Schiene 3FB 20x10x698mm","waagrecht, zwischen Trägerprofil","ST",1,1,0,89.6,"325"]
["XCUW124","Cu-Schiene 4FB 20x10x995mm","waagrecht, ohne Überstand","ST",1,1,0,73.3,"325",null,null,null,null,null,null,null,null,null,null,null,null,null,null,null,null,null,null,null,null,null,null,null,null,null,null,null,null,null,null,null,null,null,null,null,null,null,null,null,null,null,null,null,null,null,null,null,null,null,null,null,null,null,null,null,null,null,null,null,null,null,null,null,null,null,null,null,null,null,null,null,null,null,null,null,null,null,null,null,null,null,null,null,null,null,null,null,null,null,null,null,null,null,null,null,null,null,null,null,null,null,null,null,null,null,null,null,null,null,null,null,null,null,null,null,null,null,null,null,null,null,null,null,null,null,null,null,null,null,null,null,null,null,null,null,null,null,null,null,null,null,null,null,null,null,null,null,null,null,null,null,null,null,null,null,null,null,null,null,null,null,null,null,null,null,null,null,null,null,null,null,null,null,null,null,null,null,null,null,null,null,null,null,null,null,null,null,null,null,null,null,null,null,null,null,null,null,null,null,null,null,null,null,null,null,null,null,null,null,null,null,null,null,null,null,null,null,null,null,null,null,null,null,null,null,null,null,null,null,null,null,null,null,null,null,null,null,null,null,null,null,null,1,null,null,null,null,null,null,null,null,null,null,null,null,null,null,null,null,null,null,null,null,null,null,null,null,null,null,null,null,null,null,null,null,null,null,null,null,null,null,null,null,null,null,null,null,null,null,null,null,null,null,null,null,null,null,null,null,null,null,null,null,null,null,null,null,null,null,null,null,null,null,null,null,null,null,null,null,null,null,null,null,null,null,null,null,null,null,null,null,null,null,null,null,null,null,null,null,null,null,null,null,null,null,null,null,null,null,null,null,1]
["XCUW124B","Cu-Schiene 4FB 20x10x1087mm","waagrecht, beidseitig um 46mm verlängert","ST",1,1,0,132,"325"]
["XCUW124E","Cu-Schiene 4FB 20x10x1041mm","waagrecht, einseitig um 46mm verlängert","ST",1,1,0,132,"325"]
["XCUW125","Cu-Schiene 5FB 20x10x1245mm","waagrecht, ohne Überstand","ST",1,1,0,150,"325",null,null,null,null,null,null,null,null,null,null,null,null,null,null,null,null,null,null,null,null,null,null,null,null,null,null,null,null,null,null,null,null,null,null,null,null,null,null,null,null,null,null,null,null,null,null,null,null,null,null,null,null,null,null,null,null,null,null,null,null,null,null,null,null,null,null,null,null,null,null,null,null,null,null,null,null,null,null,null,null,null,null,null,null,null,null,null,null,null,null,null,null,null,null,null,null,null,null,null,null,null,null,null,null,null,null,null,null,null,null,null,null,null,null,null,null,null,null,null,null,null,null,null,null,null,null,null,null,null,null,null,null,null,null,null,null,null,null,null,null,null,null,null,null,null,null,null,null,null,null,null,null,null,null,null,null,null,null,null,null,null,null,null,null,null,null,null,null,null,null,null,null,null,null,null,null,null,null,null,null,null,null,null,null,null,null,null,null,null,null,null,null,null,null,null,null,null,null,null,null,null,null,null,null,null,null,null,null,null,null,null,null,null,null,null,null,null,null,null,null,null,null,null,null,null,null,null,null,null,null,null,null,null,null,null,null,null,null,null,null,null,null,null,null,null,null,null,null,null,null,null,null,1,null,null,null,null,null,null,null,null,null,null,null,null,null,null,null,null,null,null,null,null,null,null,null,null,null,null,null,null,null,null,null,null,null,null,null,null,null,null,null,null,null,null,null,null,null,null,null,null,null,null,null,null,null,null,null,null,null,null,null,null,null,null,null,null,null,null,null,null,null,null,null,null,null,null,null,null,null,null,null,null,null,null,null,null,null,null,null,null,null,null,null,null,null,null,null,null,null,null,null,null,null,null,null,null,null,null,null,null,null,null,null,null,null,null,null,null,1]
["XCUW125B","Cu-Schiene 5FB 20x10x1337mm","waagrecht, beidseitig um 46mm verlängert","ST",1,1,0,159,"325"]
["XCUW125E","Cu-Schiene 5FB 20x10x1291mm","waagrecht, einseitig um 46mm verlängert","ST",1,1,0,159,"325"]
["XCUW131","Cu-Schiene 1FB 30x10x245mm","waagrecht, ohne Überstand","ST",1,1,0,51.9,"325",null,null,null,null,null,null,null,null,null,null,null,null,null,null,null,null,null,null,null,null,null,null,null,null,null,null,null,null,null,null,null,null,null,null,null,null,null,null,null,null,null,null,null,null,null,null,null,null,null,null,null,null,null,null,null,null,null,null,null,null,null,null,null,null,null,null,null,null,null,null,null,null,null,null,null,null,null,null,null,null,null,null,null,null,null,null,null,null,null,null,null,null,null,null,null,null,null,null,null,null,null,null,null,null,null,null,null,null,null,null,null,null,null,null,null,null,null,null,null,null,null,null,null,null,null,null,null,null,null,null,null,null,null,null,null,null,null,null,null,null,null,null,null,null,null,null,null,null,null,null,null,null,null,null,null,null,null,null,null,null,null,null,null,null,null,null,null,null,null,null,null,null,null,null,null,null,null,null,null,null,null,null,null,null,null,null,null,null,null,null,null,null,null,null,null,null,null,null,null,null,null,null,null,null,null,null,null,null,null,3,null,3,null,null,null,null,null,null,null,null,null,null,null,null,null,null,null,null,null,null,null,null,null,null,null,null,null,null,null,null,null,null,null,null,null,null,null,null,null,null,null,null,null,null,null,null,null,null,null,null,null,null,null,null,null,null,null,null,null,null,null,null,null,null,null,null,null,null,null,null,null,null,null,3,null,null,null,null,null,4,3,null,4,null,null,null,null,null,null,null,null,null,null,null,null,null,null,null,null,null,null,null,null,null,null,null,null,null,null,null,null,null,null,null,null,null,null,null,null,null,null,null,null,null,null,null,null,null,null,null,null,null,null,null,null,null,null,null,null,null,null,null,null,null,null,null,null,null,null,null,null,null,null,null,null,null,null,null,null,null,null,null,null,null,null,null,null,null,null,null,null,null,1,null,null,null,1]
["XCUW131B","Cu-Schiene 1FB 30x10x337mm","waagrecht, beidseitig um 46mm verlängert","ST",1,1,0,71.099999999999994,"325"]
["XCUW131E","Cu-Schiene 1FB 30x10x291mm","waagrecht, einseitig um 46mm verlängert","ST",1,1,0,64.2,"325"]
["XCUW131K","Cu-Schiene 1FB 30x10x198mm","waagrecht, zwischen Trägerprofil","ST",1,1,0,44.8,"325"]
["XCUW132","Cu-Schiene 2FB 30x10x495mm","waagrecht, ohne Überstand","ST",1,1,0,93.9,"325",null,null,null,null,null,null,null,null,null,null,null,null,null,null,null,null,null,null,null,null,null,null,null,null,null,null,null,null,null,null,null,null,null,null,null,null,null,null,null,null,null,null,null,null,null,null,null,null,null,null,null,null,null,null,null,null,null,null,null,null,null,null,null,null,null,null,null,null,null,null,null,null,null,null,null,null,null,null,null,null,null,null,null,null,null,null,null,null,null,null,null,null,null,null,null,null,null,null,null,null,null,null,null,null,null,null,null,null,null,null,null,null,null,null,null,null,null,null,null,null,null,null,null,null,null,null,null,null,null,null,null,null,null,null,null,null,null,null,null,null,null,null,null,null,null,null,null,null,null,null,null,null,null,null,null,null,null,null,null,null,null,null,null,null,null,null,null,null,null,null,null,null,null,null,null,null,null,null,null,null,null,null,null,null,null,null,null,null,null,null,null,null,null,null,null,null,null,null,null,null,null,null,null,null,null,null,null,null,null,null,null,null,null,null,null,null,null,null,null,3,null,3,null,null,null,null,null,null,null,null,null,null,null,null,null,null,null,null,null,null,null,null,null,null,null,null,null,null,null,null,null,null,null,null,null,null,null,null,null,null,null,null,null,null,null,null,null,null,null,null,null,null,null,null,null,null,null,null,null,null,null,null,null,null,null,null,null,null,null,null,null,null,null,null,null,null,null,null,null,null,null,null,3,null,null,null,null,null,4,3,null,4,null,null,null,null,null,null,null,null,null,null,null,null,null,null,null,null,null,null,null,null,null,null,null,null,null,null,null,null,null,null,null,null,null,null,null,null,null,null,null,null,null,null,null,null,null,null,null,null,null,null,null,null,null,null,null,null,null,null,null,null,null,null,null,null,null,null,null,null,null,null,null,null,null,null,null,null,null,null,null,null,1,null,null,null,1]
["XCUW132B","Cu-Schiene 2FB 30x10x587mm","waagrecht, beidseitig um 46mm verlängert","ST",1,1,0,109,"325"]
["XCUW132E","Cu-Schiene 2FB 30x10x541mm","waagrecht, einseitig um 46mm verlängert","ST",1,1,0,102,"325"]
["XCUW132K","Cu-Schiene 2FB 30x10x448mm","waagrecht, zwischen Trägerprofil","ST",1,1,0,82.7,"325"]
["XCUW133","Cu-Schiene 3FB 30x10x745mm","waagrecht, ohne Überstand","ST",1,1,0,129,"325",null,null,null,null,null,null,null,null,null,null,null,null,null,null,null,null,null,null,null,null,null,null,null,null,null,null,null,null,null,null,null,null,null,null,null,null,null,null,null,null,null,null,null,null,null,null,null,null,null,null,null,null,null,null,null,null,null,null,null,null,null,null,null,null,null,null,null,null,null,null,null,null,null,null,null,null,null,null,null,null,null,null,null,null,null,null,null,null,null,null,null,null,null,null,null,null,null,null,null,null,null,null,null,null,null,null,null,null,null,null,null,null,null,null,null,null,null,null,null,null,null,null,null,null,null,null,null,null,null,null,null,null,null,null,null,null,null,null,null,null,null,null,null,null,null,null,null,null,null,null,null,null,null,null,null,null,null,null,null,null,null,null,null,null,null,null,null,null,null,null,null,null,null,null,null,null,null,null,null,null,null,null,null,null,null,null,null,null,null,null,null,null,null,null,null,null,null,null,null,null,null,null,null,null,null,null,null,null,null,null,null,null,null,null,null,null,null,null,null,null,null,null,null,null,null,null,null,null,null,3,null,3,null,null,null,null,null,null,null,null,null,null,null,null,null,null,null,null,null,null,null,null,null,null,null,null,null,null,null,null,null,null,null,null,null,null,null,null,null,null,null,null,null,null,null,null,null,null,null,null,null,null,null,null,null,null,null,null,null,null,null,null,null,null,null,null,null,null,null,null,null,null,null,null,null,null,null,null,null,null,null,null,null,null,null,null,null,null,null,null,3,null,null,null,null,null,4,3,null,null,4,null,null,null,null,null,null,null,null,null,null,null,null,null,null,null,null,null,null,null,null,null,null,null,null,null,null,null,null,null,null,null,null,null,null,null,null,null,null,null,null,null,null,null,null,null,null,null,null,null,null,null,null,null,null,null,null,null,null,null,null,null,null,null,null,null,null,null,null,null,null,1,null,null,null,1]
["XCUW133B","Cu-Schiene 3FB 30x10x837mm","waagrecht, beidseitig um 46mm verlängert","ST",1,1,0,147,"325"]
["XCUW133E","Cu-Schiene 3FB 30x10x791mm","waagrecht, einseitig um 46mm verlängert","ST",1,1,0,141,"325"]
["XCUW133K","Cu-Schiene 3FB 30x10x698mm","waagrecht, zwischen Trägerprofil","ST",1,1,0,120.5,"325"]
["XCUW134","Cu-Schiene 4FB 30x10x995mm","waagrecht, ohne Überstand","ST",1,1,0,166.5,"325",null,null,null,null,null,null,null,null,null,null,null,null,null,null,null,null,null,null,null,null,null,null,null,null,null,null,null,null,null,null,null,null,null,null,null,null,null,null,null,null,null,null,null,null,null,null,null,null,null,null,null,null,null,null,null,null,null,null,null,null,null,null,null,null,null,null,null,null,null,null,null,null,null,null,null,null,null,null,null,null,null,null,null,null,null,null,null,null,null,null,null,null,null,null,null,null,null,null,null,null,null,null,null,null,null,null,null,null,null,null,null,null,null,null,null,null,null,null,null,null,null,null,null,null,null,null,null,null,null,null,null,null,null,null,null,null,null,null,null,null,null,null,null,null,null,null,null,null,null,null,null,null,null,null,null,null,null,null,null,null,null,null,null,null,null,null,null,null,null,null,null,null,null,null,null,null,null,null,null,null,null,null,null,null,null,null,null,null,null,null,null,null,null,null,null,null,null,null,null,null,null,null,null,null,null,null,null,null,null,null,null,null,null,null,null,null,null,null,null,null,null,null,null,null,null,null,null,null,null,null,null,null,null,null,null,null,null,null,null,3,null,3,null,null,null,null,null,null,null,null,null,null,null,null,null,null,null,null,null,null,null,null,null,null,null,null,null,null,null,null,null,null,null,null,null,null,null,null,null,null,null,null,null,null,null,null,null,null,null,null,null,null,null,null,null,null,null,null,null,null,null,null,null,null,null,null,null,null,null,null,null,null,null,null,null,null,null,null,null,null,null,null,null,null,null,null,null,null,null,null,null,null,null,null,null,null,null,null,null,null,3,null,null,null,null,null,4,3,null,null,4,null,null,null,null,null,null,null,null,null,null,null,null,null,null,null,null,null,null,null,null,null,null,null,null,null,null,null,null,null,null,null,null,null,null,null,null,null,null,null,null,null,null,null,null,null,null,null,null,null,null,null,null,null,null,null,null,null,null,1,null,null,null,1]
["XCUW134B","Cu-Schiene 4FB 30x10x1087mm","waagrecht, beidseitig um 46mm verlängert","ST",1,1,0,185.5,"325"]
["XCUW134E","Cu-Schiene 4FB 30x10x1041mm","waagrecht, einseitig um 46mm verlängert","ST",1,1,0,177.5,"325"]
["XCUW135","Cu-Schiene 5FB 30x10x1245mm","waagrecht, ohne Überstand","ST",1,1,0,206,"325",null,null,null,null,null,null,null,null,null,null,null,null,null,null,null,null,null,null,null,null,null,null,null,null,null,null,null,null,null,null,null,null,null,null,null,null,null,null,null,null,null,null,null,null,null,null,null,null,null,null,null,null,null,null,null,null,null,null,null,null,null,null,null,null,null,null,null,null,null,null,null,null,null,null,null,null,null,null,null,null,null,null,null,null,null,null,null,null,null,null,null,null,null,null,null,null,null,null,null,null,null,null,null,null,null,null,null,null,null,null,null,null,null,null,null,null,null,null,null,null,null,null,null,null,null,null,null,null,null,null,null,null,null,null,null,null,null,null,null,null,null,null,null,null,null,null,null,null,null,null,null,null,null,null,null,null,null,null,null,null,null,null,null,null,null,null,null,null,null,null,null,null,null,null,null,null,null,null,null,null,null,null,null,null,null,null,null,null,null,null,null,null,null,null,null,null,null,null,null,null,null,null,null,null,null,null,null,null,null,null,null,null,null,null,null,null,null,null,null,null,null,null,null,null,null,null,null,null,null,null,null,null,null,null,null,null,null,null,null,null,null,null,null,null,null,null,null,null,null,3,null,3,null,null,null,null,null,null,null,null,null,null,null,null,null,null,null,null,null,null,null,null,null,null,null,null,null,null,null,null,null,null,null,null,null,null,null,null,null,null,null,null,null,null,null,null,null,null,null,null,null,null,null,null,null,null,null,null,null,null,null,null,null,null,null,null,null,null,null,null,null,null,null,null,null,null,null,null,null,null,null,null,null,null,null,null,null,null,null,null,null,null,null,null,null,null,null,null,null,null,null,null,null,null,null,null,null,null,null,3,null,null,null,null,null,4,3,null,4,null,null,null,null,null,null,null,null,null,null,null,null,null,null,null,null,null,null,null,null,null,null,null,null,null,null,null,null,null,null,null,null,null,null,null,null,null,null,null,null,null,null,null,null,null,null,null,null,1,null,null,null,1]
["XCUW135B","Cu-Schiene 5FB 30x10x1337mm","waagrecht, beidseitig um 46mm verlängert","ST",1,1,0,73.3,"325"]
["XCUW135E","Cu-Schiene 5FB 30x10x1291mm","waagrecht, einseitig um 46mm verlängert","ST",1,1,0,216.5,"325"]
["XCUW141","Cu-Schiene 1FB 40x10x245mm","waagrecht, ohne Überstand","ST",1,1,0,64.7,"325"]
["XCUW141B","Cu-Schiene 1FB 40x10x337mm","waagrecht, beidseitig um 46mm verlängert","ST",1,1,0,88.5,"325"]
["XCUW141E","Cu-Schiene 1FB 40x10x291mm","waagrecht, einseitig um 46mm verlängert","ST",1,1,0,79.400000000000006,"325"]
["XCUW142","Cu-Schiene 2FB 40x10x495mm","waagrecht, ohne Überstand","ST",1,1,0,116,"325"]
["XCUW142B","Cu-Schiene 2FB 40x10x587mm","waagrecht, beidseitig um 46mm verlängert","ST",1,1,0,140,"325"]
["XCUW142E","Cu-Schiene 2FB 40x10x541mm","waagrecht, einseitig um 46mm verlängert","ST",1,1,0,130.5,"325"]
["XCUW143","Cu-Schiene 3FB 40x10x745mm","waagrecht, ohne Überstand","ST",1,1,0,167,"325"]
["XCUW143B","Cu-Schiene 3FB 40x10x837mm","waagrecht, beidseitig um 46mm verlängert","ST",1,1,0,190,"325"]
["XCUW143E","Cu-Schiene 3FB 40x10x791mm","waagrecht, einseitig um 46mm verlängert","ST",1,1,0,181.5,"325"]
["XCUW144","Cu-Schiene 4FB 40x10x995mm","waagrecht, ohne Überstand","ST",1,1,0,219,"325"]
["XCUW144B","Cu-Schiene 4FB 40x10x1087mm","waagrecht, beidseitig um 46mm verlängert","ST",1,1,0,241.5,"325"]
["XCUW144E","Cu-Schiene 4FB 40x10x1041mm","waagrecht, einseitig um 46mm verlängert","ST",1,1,0,232.5,"325"]
["XCUW145","Cu-Schiene 5FB 40x10x1245mm","waagrecht, ohne Überstand","ST",1,1,0,269.5,"325"]
["XCUW145B","Cu-Schiene 5FB 40x10x1337mm","waagrecht, beidseitig um 46mm verlängert","ST",1,1,0,292.5,"325"]
["XCUW145E","Cu-Schiene 5FB 40x10x1291mm","waagrecht, einseitig um 46mm verlängert","ST",1,1,0,283,"325"]
["XCUW151","Cu-Schiene 1FB 50x10x245mm","waagrecht, ohne Überstand","ST",1,1,0,77.400000000000006,"325",null,null,null,null,null,null,null,null,null,null,null,null,null,null,null,null,null,null,null,null,null,null,null,null,null,null,null,null,null,null,null,null,null,null,null,null,null,null,null,null,null,null,null,null,null,null,null,null,null,null,null,null,null,null,null,null,null,null,null,null,null,null,null,null,null,null,null,null,null,null,null,null,null,null,null,null,null,null,null,null,null,null,null,null,null,null,null,null,null,null,null,null,null,null,null,null,null,null,null,null,null,null,null,null,null,null,null,null,null,null,null,null,null,null,null,null,null,null,null,null,null,null,null,null,null,null,null,null,null,null,null,null,null,null,null,null,null,null,null,null,null,null,null,null,null,null,null,null,null,null,null,null,null,null,null,null,null,null,null,null,null,null,null,null,null,null,null,null,null,null,null,null,null,null,null,null,null,null,null,null,null,null,null,null,null,null,null,null,null,null,null,null,null,null,null,null,null,null,null,null,null,null,null,null,null,null,null,null,null,null,3,null,4,null,null,null,null,null,null,null,null,null,null,null,null,null,null,null,null,null,null,null,null,null,null,null,null,null,null,null,null,null,null,null,null,null,null,null,null,null,null,null,null,null,null,null,null,null,null,null,null,null,null,null,null,null,null,null,null,null,null,null,null,null,null,null,null,null,null,null,null,null,null,null,null,null,null,null,null,null,null,3,null,4]
["XCUW151B","Cu-Schiene 1FB 50x10x337mm","waagrecht, beidseitig um 46mm verlängert","ST",1,1,0,106,"325"]
["XCUW151E","Cu-Schiene 1FB 50x10x291mm","waagrecht, einseitig um 46mm verlängert","ST",1,1,0,94.5,"325"]
["XCUW152","Cu-Schiene 2FB 50x10x495mm","waagrecht, ohne Überstand","ST",1,1,0,142.5,"325",null,null,null,null,null,null,null,null,null,null,null,null,null,null,null,null,null,null,null,null,null,null,null,null,null,null,null,null,null,null,null,null,null,null,null,null,null,null,null,null,null,null,null,null,null,null,null,null,null,null,null,null,null,null,null,null,null,null,null,null,null,null,null,null,null,null,null,null,null,null,null,null,null,null,null,null,null,null,null,null,null,null,null,null,null,null,null,null,null,null,null,null,null,null,null,null,null,null,null,null,null,null,null,null,null,null,null,null,null,null,null,null,null,null,null,null,null,null,null,null,null,null,null,null,null,null,null,null,null,null,null,null,null,null,null,null,null,null,null,null,null,null,null,null,null,null,null,null,null,null,null,null,null,null,null,null,null,null,null,null,null,null,null,null,null,null,null,null,null,null,null,null,null,null,null,null,null,null,null,null,null,null,null,null,null,null,null,null,null,null,null,null,null,null,null,null,null,null,null,null,null,null,null,null,null,null,null,null,null,null,null,null,null,null,null,null,null,null,null,null,3,null,4,null,null,null,null,null,null,null,null,null,null,null,null,null,null,null,null,null,null,null,null,null,null,null,null,null,null,null,null,null,null,null,null,null,null,null,null,null,null,null,null,null,null,null,null,null,null,null,null,null,null,null,null,null,null,null,null,null,null,null,null,null,null,null,null,null,null,null,null,null,null,null,null,null,null,null,null,null,null,null,null,null,null,null,null,null,null,null,3,null,4]
["XCUW152B","Cu-Schiene 2FB 50x10x587mm","waagrecht, beidseitig um 46mm verlängert","ST",1,1,0,171,"325"]
["XCUW152E","Cu-Schiene 2FB 50x10x541mm","waagrecht, einseitig um 46mm verlängert","ST",1,1,0,158.5,"325"]
["XCUW153","Cu-Schiene 3FB 50x10x745mm","waagrecht, ohne Überstand","ST",1,1,0,207,"325",null,null,null,null,null,null,null,null,null,null,null,null,null,null,null,null,null,null,null,null,null,null,null,null,null,null,null,null,null,null,null,null,null,null,null,null,null,null,null,null,null,null,null,null,null,null,null,null,null,null,null,null,null,null,null,null,null,null,null,null,null,null,null,null,null,null,null,null,null,null,null,null,null,null,null,null,null,null,null,null,null,null,null,null,null,null,null,null,null,null,null,null,null,null,null,null,null,null,null,null,null,null,null,null,null,null,null,null,null,null,null,null,null,null,null,null,null,null,null,null,null,null,null,null,null,null,null,null,null,null,null,null,null,null,null,null,null,null,null,null,null,null,null,null,null,null,null,null,null,null,null,null,null,null,null,null,null,null,null,null,null,null,null,null,null,null,null,null,null,null,null,null,null,null,null,null,null,null,null,null,null,null,null,null,null,null,null,null,null,null,null,null,null,null,null,null,null,null,null,null,null,null,null,null,null,null,null,null,null,null,null,null,null,null,null,null,null,null,null,null,null,null,null,null,null,null,null,null,null,null,3,null,4,null,null,null,null,null,null,null,null,null,null,null,null,null,null,null,null,null,null,null,null,null,null,null,null,null,null,null,null,null,null,null,null,null,null,null,null,null,null,null,null,null,null,null,null,null,null,null,null,null,null,null,null,null,null,null,null,null,null,null,null,null,null,null,null,null,null,null,null,null,null,null,null,null,null,null,null,null,null,null,null,null,null,null,null,null,null,null,null,null,null,null,null,null,null,null,3,null,null,4]
["XCUW153B","Cu-Schiene 3FB 50x10x837mm","waagrecht, beidseitig um 46mm verlängert","ST",1,1,0,234,"325"]
["XCUW153E","Cu-Schiene 3FB 50x10x791mm","waagrecht, einseitig um 46mm verlängert","ST",1,1,0,222.5,"325"]
["XCUW154","Cu-Schiene 4FB 50x10x995mm","waagrecht, ohne Überstand","ST",1,1,0,269.5,"325",null,null,null,null,null,null,null,null,null,null,null,null,null,null,null,null,null,null,null,null,null,null,null,null,null,null,null,null,null,null,null,null,null,null,null,null,null,null,null,null,null,null,null,null,null,null,null,null,null,null,null,null,null,null,null,null,null,null,null,null,null,null,null,null,null,null,null,null,null,null,null,null,null,null,null,null,null,null,null,null,null,null,null,null,null,null,null,null,null,null,null,null,null,null,null,null,null,null,null,null,null,null,null,null,null,null,null,null,null,null,null,null,null,null,null,null,null,null,null,null,null,null,null,null,null,null,null,null,null,null,null,null,null,null,null,null,null,null,null,null,null,null,null,null,null,null,null,null,null,null,null,null,null,null,null,null,null,null,null,null,null,null,null,null,null,null,null,null,null,null,null,null,null,null,null,null,null,null,null,null,null,null,null,null,null,null,null,null,null,null,null,null,null,null,null,null,null,null,null,null,null,null,null,null,null,null,null,null,null,null,null,null,null,null,null,null,null,null,null,null,null,null,null,null,null,null,null,null,null,null,null,null,null,null,null,null,null,null,null,null,3,null,4,null,null,null,null,null,null,null,null,null,null,null,null,null,null,null,null,null,null,null,null,null,null,null,null,null,null,null,null,null,null,null,null,null,null,null,null,null,null,null,null,null,null,null,null,null,null,null,null,null,null,null,null,null,null,null,null,null,null,null,null,null,null,null,null,null,null,null,null,null,null,null,null,null,null,null,null,null,null,null,null,null,null,null,null,null,null,null,null,null,null,null,null,null,null,null,null,null,null,null,null,null,null,null,null,null,null,3,null,4]
["XCUW154B","Cu-Schiene 4FB 50x10x1087mm","waagrecht, beidseitig um 46mm verlängert","ST",1,1,0,298.5,"325"]
["XCUW154E","Cu-Schiene 4FB 50x10x1041mm","waagrecht, einseitig um 46mm verlängert","ST",1,1,0,287,"325"]
["XCUW155","Cu-Schiene 5FB 50x10x1245mm","waagrecht, ohne Überstand","ST",1,1,0,335,"325",null,null,null,null,null,null,null,null,null,null,null,null,null,null,null,null,null,null,null,null,null,null,null,null,null,null,null,null,null,null,null,null,null,null,null,null,null,null,null,null,null,null,null,null,null,null,null,null,null,null,null,null,null,null,null,null,null,null,null,null,null,null,null,null,null,null,null,null,null,null,null,null,null,null,null,null,null,null,null,null,null,null,null,null,null,null,null,null,null,null,null,null,null,null,null,null,null,null,null,null,null,null,null,null,null,null,null,null,null,null,null,null,null,null,null,null,null,null,null,null,null,null,null,null,null,null,null,null,null,null,null,null,null,null,null,null,null,null,null,null,null,null,null,null,null,null,null,null,null,null,null,null,null,null,null,null,null,null,null,null,null,null,null,null,null,null,null,null,null,null,null,null,null,null,null,null,null,null,null,null,null,null,null,null,null,null,null,null,null,null,null,null,null,null,null,null,null,null,null,null,null,null,null,null,null,null,null,null,null,null,null,null,null,null,null,null,null,null,null,null,null,null,null,null,null,null,null,null,null,null,null,null,null,null,null,null,null,null,null,null,null,null,null,null,null,null,null,null,null,null,3,null,4,null,null,null,null,null,null,null,null,null,null,null,null,null,null,null,null,null,null,null,null,null,null,null,null,null,null,null,null,null,null,null,null,null,null,null,null,null,null,null,null,null,null,null,null,null,null,null,null,null,null,null,null,null,null,null,null,null,null,null,null,null,null,null,null,null,null,null,null,null,null,null,null,null,null,null,null,null,null,null,null,null,null,null,null,null,null,null,null,null,null,null,null,null,null,null,null,null,null,null,null,null,null,null,null,null,null,null,null,null,null,null,null,null,null,3,null,4]
["XCUW155B","Cu-Schiene 5FB 50x10x1337mm","waagrecht, beidseitig um 46mm verlängert","ST",1,1,0,361.5,"325"]
["XCUW155E","Cu-Schiene 5FB 50x10x1291mm","waagrecht, einseitig um 46mm verlängert","ST",1,1,0,351,"325"]
["XCUW161","Cu-Schiene 1FB 60x10x245mm","waagrecht, ohne Überstand","ST",1,1,0,89.9,"325"]
["XCUW161B","Cu-Schiene 1FB 60x10x337mm","waagrecht, beidseitig um 46mm verlängert","ST",1,1,0,123,"325"]
["XCUW161E","Cu-Schiene 1FB 60x10x291mm","waagrecht, einseitig um 46mm verlängert","ST",1,1,0,109,"325"]
["XCUW162","Cu-Schiene 2FB 60x10x495mm","waagrecht, ohne Überstand","ST",1,1,0,167,"325"]
["XCUW162B","Cu-Schiene 2FB 60x10x587mm","waagrecht, beidseitig um 46mm verlängert","ST",1,1,0,73.3,"325"]
["XCUW162E","Cu-Schiene 2FB 60x10x541mm","waagrecht, einseitig um 46mm verlängert","ST",1,1,0,186,"325"]
["XCUW163","Cu-Schiene 3FB 60x10x745mm","waagrecht, ohne Überstand","ST",1,1,0,243.5,"325"]
["XCUW163B","Cu-Schiene 3FB 60x10x837mm","waagrecht, beidseitig um 46mm verlängert","ST",1,1,0,276.5,"325"]
["XCUW163E","Cu-Schiene 3FB 60x10x791mm","waagrecht, einseitig um 46mm verlängert","ST",1,1,0,263,"325"]
["XCUW164","Cu-Schiene 4FB 60x10x995mm","waagrecht, ohne Überstand","ST",1,1,0,321,"325"]
["XCUW164B","Cu-Schiene 4FB 60x10x1087mm","waagrecht, beidseitig um 46mm verlängert","ST",1,1,0,353,"325"]
["XCUW164E","Cu-Schiene 4FB 60x10x1041mm","waagrecht, einseitig um 46mm verlängert","ST",1,1,0,339.5,"325"]
["XCUW165","Cu-Schiene 5FB 60x10x1245mm","waagrecht, ohne Überstand","ST",1,1,0,398,"325"]
["XCUW165B","Cu-Schiene 5FB 60x10x1337mm","waagrecht, beidseitig um 46mm verlängert","ST",1,1,0,429.5,"325"]
["XCUW165E","Cu-Schiene 5FB 60x10x1291mm","waagrecht, einseitig um 46mm verlängert","ST",1,1,0,416,"325"]
["XCUW171","Cu-Schiene 1FB 80x10x245mm","waagrecht, ohne Überstand","ST",1,1,0,117.5,"325"]
["XCUW172","Cu-Schiene 2FB 80x10x495mm","waagrecht, ohne Überstand","ST",1,1,0,224.5,"325"]
["XCUW173","Cu-Schiene 3FB 80x10x745mm","waagrecht, ohne Überstand","ST",1,1,0,333,"325"]
["XCUW174","Cu-Schiene 4FB 80x10x995mm","waagrecht, ohne Überstand","ST",1,1,0,440.5,"325"]
["XCUW175","Cu-Schiene 5FB 80x10x1245mm","waagrecht, ohne Überstand","ST",1,1,0,499,"325"]
["XCUW181","Cu-Schiene 1FB 100x10x245mm","waagrecht, ohne Überstand","ST",1,1,0,123,"325"]
["XCUW182","Cu-Schiene 2FB 100x10x495mm","waagrecht, ohne Überstand","ST",1,1,0,233.5,"325"]
["XCUW183","Cu-Schiene 3FB 100x10x745mm","waagrecht, ohne Überstand","ST",1,1,0,345.5,"325"]
["XCUW184","Cu-Schiene 4FB 100x10x995mm","waagrecht, ohne Überstand","ST",1,1,0,457,"325"]
["XCUW185","Cu-Schiene 5FB 100x10x1245mm","waagrecht, ohne Überstand","ST",1,1,0,569,"325"]
["XCUW191","Cu-Schiene 1FB 120x10x245mm","waagrecht, ohne Überstand","ST",1,1,0,141.5,"325"]
["XCUW192","Cu-Schiene 2FB 120x10x495mm","waagrecht, ohne Überstand","ST",1,1,0,275,"325"]
["XCUW193","Cu-Schiene 3FB 120x10x745mm","waagrecht, ohne Überstand","ST",1,1,0,407.5,"325"]
["XCUW194","Cu-Schiene 4FB 120x10x995mm","waagrecht, ohne Überstand","ST",1,1,0,539,"325"]
["XCUW195","Cu-Schiene 5FB 120x10x1245mm","waagrecht, ohne Überstand","ST",1,1,0,672,"325"]
["XCUW511","Cu-Schiene 1FB 12x5x245mm","waagrecht, ohne Überstand","ST",1,1,0,29.2,"325",null,null,null,null,null,null,null,null,null,null,null,null,null,null,null,null,null,null,null,null,null,null,null,null,null,null,null,null,null,null,null,null,null,null,null,null,null,null,null,null,null,null,null,null,null,null,null,null,null,null,null,null,null,null,null,null,null,null,null,null,null,null,null,null,null,null,null,null,null,null,null,null,null,null,null,null,null,null,null,null,null,null,null,null,null,null,null,null,null,null,null,null,null,null,null,null,null,null,null,null,null,null,null,null,null,null,null,null,null,null,null,null,null,null,null,null,null,null,null,null,null,null,null,null,null,null,null,null,null,null,null,null,null,null,null,null,null,null,null,null,null,null,null,null,null,null,null,null,null,null,null,null,null,null,null,null,null,null,null,null,null,null,null,null,null,null,null,null,null,null,null,null,null,null,null,null,null,null,null,null,null,null,null,null,null,null,null,null,null,null,null,null,null,null,null,null,null,null,null,null,null,null,3,null,null,5,1,null,null,null,null,null,null,null,null,null,null,null,null,null,null,null,null,null,null,null,null,null,null,null,null,null,null,null,null,null,null,null,null,null,null,null,null,null,null,null,null,null,null,null,null,null,null,null,null,null,null,null,null,null,null,null,null,null,null,null,null,null,null,null,null,null,null,null,null,null,null,null,3,null,null,null,null,null,5,1,null,1,null,null,null,null,null,null,null,null,null,null,null,null,null,null,null,null,null,null,null,null,null,null,null,null,null,null,null,null,null,null,null,null,null,null,null,null,null,null,null,null,null,null,null,null,null,null,null,null,null,null,null,null,null,null,null,null,null,null,null,null,null,null,null,null,null,null,null,null,null,null,null,null,null,null,null,null,null,null,null,null,null,null,null,null,null,null,null,null,null,null,null,1,null,null,null,1]
["XCUW511B","Cu-Schiene 1FB 12x5x335mm","waagrecht, beidseitig um 45mm verlängert","ST",1,1,0,32.6,"325"]
["XCUW511E","Cu-Schiene 1FB 12x5x290mm","waagrecht, einseitig um 45mm verlängert","ST",1,1,0,30.9,"325"]
["XCUW511K","Cu-Schiene 1FB 12x5x198mm","waagrecht, zwischen Trägerprofil","ST",1,1,0,22.1,"325",null,null,null,null,null,null,null,null,null,null,null,null,null,null,null,null,null,null,null,null,null,null,null,null,null,null,null,null,null,null,null,null,null,null,null,null,null,null,null,null,null,null,null,null,null,null,null,null,null,null,null,null,null,null,null,null,null,null,null,null,null,null,null,null,null,null,null,null,null,null,null,null,null,null,null,null,null,null,null,null,null,null,null,null,null,null,null,null,null,null,null,null,null,null,null,null,null,null,null,null,null,null,null,null,null,null,null,null,null,null,null,null,null,null,null,null,null,null,null,null,null,null,null,null,null,null,null,null,null,null,null,null,null,null,null,null,null,null,null,null,null,null,null,null,null,null,null,null,null,null,null,null,null,null,null,null,null,null,null,null,null,null,null,null,null,null,null,null,null,null,null,null,null,null,null,null,null,null,null,null,null,null,null,null,null,null,null,null,null,null,null,null,null,null,null,null,null,null,null,null,null,null,null,null,null,null,null,null,null,null,null,null,null,null,null,null,null,null,null,null,null,null,null,null,null,null,null,null,null,null,null,null,null,null,null,null,null,null,null,null,null,null,null,null,null,null,null,null,null,null,null,null,null,null,null,null,null,null,null,null,null,null,null,null,null,null,null,null,null,null,null,null,null,null,null,null,null,null,null,null,null,null,null,null,null,null,null,null,null,null,null,null,null,null,null,null,null,null,null,null,null,null,null,null,null,null,null,null,null,null,null,null,null,null,null,null,null,null,null,null,null,null,null,null,null,null,null,null,null,null,null,null,null,null,null,null,null,null,null,null,null,null,null,null,null,null,null,null,null,null,null,null,null,null,null,null,null,null,null,null,null,null,null,null,null,null,null,null,null,null,null,null,null,null,null,null,null,1]
["XCUW512","Cu-Schiene 2FB 12x5x495mm","waagrecht, ohne Überstand","ST",1,1,0,39,"325",null,null,null,null,null,null,null,null,null,null,null,null,null,null,null,null,null,null,null,null,null,null,null,null,null,null,null,null,null,null,null,null,null,null,null,null,null,null,null,null,null,null,null,null,null,null,null,null,null,null,null,null,null,null,null,null,null,null,null,null,null,null,null,null,null,null,null,null,null,null,null,null,null,null,null,null,null,null,null,null,null,null,null,null,null,null,null,null,null,null,null,null,null,null,null,null,null,null,null,null,null,null,null,null,null,null,null,null,null,null,null,null,null,null,null,null,null,null,null,null,null,null,null,null,null,null,null,null,null,null,null,null,null,null,null,null,null,null,null,null,null,null,null,null,null,null,null,null,null,null,null,null,null,null,null,null,null,null,null,null,null,null,null,null,null,null,null,null,null,null,null,null,null,null,null,null,null,null,null,null,null,null,null,null,null,null,null,null,null,null,null,null,null,null,null,null,null,null,null,null,null,null,null,null,null,null,null,null,null,null,null,null,null,3,null,null,5,1,null,null,null,null,null,null,null,null,null,null,null,null,null,null,null,null,null,null,null,null,null,null,null,null,null,null,null,null,null,null,null,null,null,null,null,null,null,null,null,null,null,null,null,null,null,null,null,null,null,null,null,null,null,null,null,null,null,null,null,null,null,null,null,null,null,null,null,null,null,null,null,null,null,null,null,null,null,null,3,null,null,null,null,null,null,5,1,null,1,null,null,null,null,null,null,null,null,null,null,null,null,null,null,null,null,null,null,null,null,null,null,null,null,null,null,null,null,null,null,null,null,null,null,null,null,null,null,null,null,null,null,null,null,null,null,null,null,null,null,null,null,null,null,null,null,null,null,null,null,null,null,null,null,null,null,null,null,null,null,null,null,null,null,null,null,null,null,null,null,null,null,1,null,null,null,1]
["XCUW512B","Cu-Schiene 2FB 12x5x585mm","waagrecht, beidseitig um 45mm verlängert","ST",1,1,0,33.9,"325"]
["XCUW512E","Cu-Schiene 2FB 12x5x540mm","waagrecht, einseitig um 45mm verlängert","ST",1,1,0,40.200000000000003,"325"]
["XCUW512K","Cu-Schiene 2FB 12x5x448mm","waagrecht, zwischen Trägerprofil","ST",1,1,0,30.3,"325",null,null,null,null,null,null,null,null,null,null,null,null,null,null,null,null,null,null,null,null,null,null,null,null,null,null,null,null,null,null,null,null,null,null,null,null,null,null,null,null,null,null,null,null,null,null,null,null,null,null,null,null,null,null,null,null,null,null,null,null,null,null,null,null,null,null,null,null,null,null,null,null,null,null,null,null,null,null,null,null,null,null,null,null,null,null,null,null,null,null,null,null,null,null,null,null,null,null,null,null,null,null,null,null,null,null,null,null,null,null,null,null,null,null,null,null,null,null,null,null,null,null,null,null,null,null,null,null,null,null,null,null,null,null,null,null,null,null,null,null,null,null,null,null,null,null,null,null,null,null,null,null,null,null,null,null,null,null,null,null,null,null,null,null,null,null,null,null,null,null,null,null,null,null,null,null,null,null,null,null,null,null,null,null,null,null,null,null,null,null,null,null,null,null,null,null,null,null,null,null,null,null,null,null,null,null,null,null,null,null,null,null,null,null,null,null,null,null,null,null,null,null,null,null,null,null,null,null,null,null,null,null,null,null,null,null,null,null,null,null,null,null,null,null,null,null,null,null,null,null,null,null,null,null,null,null,null,null,null,null,null,null,null,null,null,null,null,null,null,null,null,null,null,null,null,null,null,null,null,null,null,null,null,null,null,null,null,null,null,null,null,null,null,null,null,null,null,null,null,null,null,null,null,null,null,null,null,null,null,null,null,null,null,null,null,null,null,null,null,null,null,null,null,null,null,null,null,null,null,null,null,null,null,null,null,null,null,null,null,null,null,null,null,null,null,null,null,null,null,null,null,null,null,null,null,null,null,null,null,null,null,null,null,null,null,null,null,null,null,null,null,null,null,null,null,null,null,null,null,null,null,null,null,null,null,null,null,1]
["XCUW513","Cu-Schiene 3FB 12x5x745mm","waagrecht, ohne Überstand","ST",1,1,0,48.4,"325",null,null,null,null,null,null,null,null,null,null,null,null,null,null,null,null,null,null,null,null,null,null,null,null,null,null,null,null,null,null,null,null,null,null,null,null,null,null,null,null,null,null,null,null,null,null,null,null,null,null,null,null,null,null,null,null,null,null,null,null,null,null,null,null,null,null,null,null,null,null,null,null,null,null,null,null,null,null,null,null,null,null,null,null,null,null,null,null,null,null,null,null,null,null,null,null,null,null,null,null,null,null,null,null,null,null,null,null,null,null,null,null,null,null,null,null,null,null,null,null,null,null,null,null,null,null,null,null,null,null,null,null,null,null,null,null,null,null,null,null,null,null,null,null,null,null,null,null,null,null,null,null,null,null,null,null,null,null,null,null,null,null,null,null,null,null,null,null,null,null,null,null,null,null,null,null,null,null,null,null,null,null,null,null,null,null,null,null,null,null,null,null,null,null,null,null,null,null,null,null,null,null,null,null,null,null,null,null,null,null,null,null,null,null,null,null,null,null,null,null,null,null,null,3,null,null,5,1,null,null,null,null,null,null,null,null,null,null,null,null,null,null,null,null,null,null,null,null,null,null,null,null,null,null,null,null,null,null,null,null,null,null,null,null,null,null,null,null,null,null,null,null,null,null,null,null,null,null,null,null,null,null,null,null,null,null,null,null,null,null,null,null,null,null,null,null,null,null,null,null,null,null,null,null,null,null,null,null,null,null,null,null,null,null,null,3,null,null,null,null,null,5,1,null,1,null,null,null,null,null,null,null,null,null,null,null,null,null,null,null,null,null,null,null,null,null,null,null,null,null,null,null,null,null,null,null,null,null,null,null,null,null,null,null,null,null,null,null,null,null,null,null,null,null,null,null,null,null,null,null,null,null,null,null,null,null,null,null,null,null,null,null,null,null,null,null,null,1,null,null,null,null,1]
["XCUW513B","Cu-Schiene 3FB 12x5x835mm","waagrecht, beidseitig um 45mm verlängert","ST",1,1,0,51,"325"]
["XCUW513E","Cu-Schiene 3FB 12x5x790mm","waagrecht, einseitig um 45mm verlängert","ST",1,1,0,49.4,"325"]
["XCUW513K","Cu-Schiene 3FB 12x5x698mm","waagrecht, zwischen Trägerprofil","ST",1,1,0,46.1,"325"]
["XCUW514","Cu-Schiene 4FB 12x5x995mm","waagrecht, ohne Überstand","ST",1,1,0,55.4,"325",null,null,null,null,null,null,null,null,null,null,null,null,null,null,null,null,null,null,null,null,null,null,null,null,null,null,null,null,null,null,null,null,null,null,null,null,null,null,null,null,null,null,null,null,null,null,null,null,null,null,null,null,null,null,null,null,null,null,null,null,null,null,null,null,null,null,null,null,null,null,null,null,null,null,null,null,null,null,null,null,null,null,null,null,null,null,null,null,null,null,null,null,null,null,null,null,null,null,null,null,null,null,null,null,null,null,null,null,null,null,null,null,null,null,null,null,null,null,null,null,null,null,null,null,null,null,null,null,null,null,null,null,null,null,null,null,null,null,null,null,null,null,null,null,null,null,null,null,null,null,null,null,null,null,null,null,null,null,null,null,null,null,null,null,null,null,null,null,null,null,null,null,null,null,null,null,null,null,null,null,null,null,null,null,null,null,null,null,null,null,null,null,null,null,null,null,null,null,null,null,null,null,null,null,null,null,null,null,null,null,null,null,null,null,null,null,null,null,null,null,null,null,null,null,null,null,null,null,null,null,null,null,null,3,null,null,5,1,null,null,null,null,null,null,null,null,null,null,null,null,null,null,null,null,null,null,null,null,null,null,null,null,null,null,null,null,null,null,null,null,null,null,null,null,null,null,null,null,null,null,null,null,null,null,null,null,null,null,null,null,null,null,null,null,null,null,null,null,null,null,null,null,null,null,null,null,null,null,null,null,null,null,null,null,null,null,null,null,null,null,null,null,null,null,null,null,null,null,null,null,null,null,null,null,3,null,null,null,null,null,null,5,1,null,1,null,null,null,null,null,null,null,null,null,null,null,null,null,null,null,null,null,null,null,null,null,null,null,null,null,null,null,null,null,null,null,null,null,null,null,null,null,null,null,null,null,null,null,null,null,null,null,null,null,null,null,null,null,null,null,null,null,null,null,null,null,1,null,null,null,1]
["XCUW514B","Cu-Schiene 4FB 12x5x1085mm","waagrecht, beidseitig um 45mm verlängert","ST",1,1,0,60.3,"325"]
["XCUW514E","Cu-Schiene 4FB 12x5x1040mm","waagrecht, einseitig um 45mm verlängert","ST",1,1,0,58.6,"325"]
["XCUW515","Cu-Schiene 5FB 12x5x1245mm","waagrecht, ohne Überstand","ST",1,1,0,67.5,"325",null,null,null,null,null,null,null,null,null,null,null,null,null,null,null,null,null,null,null,null,null,null,null,null,null,null,null,null,null,null,null,null,null,null,null,null,null,null,null,null,null,null,null,null,null,null,null,null,null,null,null,null,null,null,null,null,null,null,null,null,null,null,null,null,null,null,null,null,null,null,null,null,null,null,null,null,null,null,null,null,null,null,null,null,null,null,null,null,null,null,null,null,null,null,null,null,null,null,null,null,null,null,null,null,null,null,null,null,null,null,null,null,null,null,null,null,null,null,null,null,null,null,null,null,null,null,null,null,null,null,null,null,null,null,null,null,null,null,null,null,null,null,null,null,null,null,null,null,null,null,null,null,null,null,null,null,null,null,null,null,null,null,null,null,null,null,null,null,null,null,null,null,null,null,null,null,null,null,null,null,null,null,null,null,null,null,null,null,null,null,null,null,null,null,null,null,null,null,null,null,null,null,null,null,null,null,null,null,null,null,null,null,null,null,null,null,null,null,null,null,null,null,null,null,null,null,null,null,null,null,null,null,null,null,null,null,null,null,null,null,null,null,null,3,null,null,5,1,null,null,null,null,null,null,null,null,null,null,null,null,null,null,null,null,null,null,null,null,null,null,null,null,null,null,null,null,null,null,null,null,null,null,null,null,null,null,null,null,null,null,null,null,null,null,null,null,null,null,null,null,null,null,null,null,null,null,null,null,null,null,null,null,null,null,null,null,null,null,null,null,null,null,null,null,null,null,null,null,null,null,null,null,null,null,null,null,null,null,null,null,null,null,null,null,null,null,null,null,null,null,null,null,null,null,3,null,null,null,null,null,5,1,null,1,null,null,null,null,null,null,null,null,null,null,null,null,null,null,null,null,null,null,null,null,null,null,null,null,null,null,null,null,null,null,null,null,null,null,null,null,null,null,null,null,null,null,null,null,null,null,null,null,null,null,1,null,null,null,1]
["XCUW515B","Cu-Schiene 5FB 12x5x1335mm","waagrecht, beidseitig um 45mm verlängert","ST",1,1,0,69.599999999999994,"325"]
["XCUW515E","Cu-Schiene 5FB 12x5x1290mm","waagrecht, einseitig um 45mm verlängert","ST",1,1,0,68,"325"]
["XCUW521","Cu-Schiene 1FB 20x5x245mm","waagrecht, ohne Überstand","ST",1,1,0,29.2,"325",null,null,null,null,null,null,null,null,null,null,null,null,null,null,null,null,null,null,null,null,null,null,null,null,null,null,null,null,null,null,null,null,null,null,null,null,null,null,null,null,null,null,null,null,null,null,null,null,null,null,null,null,null,null,null,null,null,null,null,null,null,null,null,null,null,null,null,null,null,null,null,null,null,null,null,null,null,null,null,null,null,null,null,null,null,null,null,null,null,null,null,null,null,null,null,null,null,null,null,null,null,null,null,null,null,null,null,null,null,null,null,null,null,null,null,null,null,null,null,null,null,null,null,null,null,null,null,null,null,null,null,null,null,null,null,null,null,null,null,null,null,null,null,null,null,null,null,null,null,null,null,null,null,null,null,null,null,null,null,null,null,null,null,null,null,null,null,null,null,null,null,null,null,null,null,null,null,null,null,null,null,null,null,null,null,null,null,null,null,null,null,null,null,null,null,null,null,null,null,null,null,null,null,null,null,null,4,null,null,null,null,null,null,null,null,null,null,null,null,null,null,null,null,null,null,null,null,null,null,null,null,null,null,null,null,null,null,null,null,null,null,null,null,null,null,null,null,null,null,null,null,null,null,null,null,null,null,null,null,null,null,null,null,null,null,null,null,null,null,null,null,null,null,null,null,null,null,null,null,null,null,null,null,null,null,null,1,null,1]
["XCUW521B","Cu-Schiene 1FB 20x5x337mm","waagrecht, beidseitig um 46mm verlängert","ST",1,1,0,39.799999999999997,"325"]
["XCUW521E","Cu-Schiene 1FB 20x5x291mm","waagrecht, einseitig um 46mm verlängert","ST",1,1,0,37.299999999999997,"325"]
["XCUW521K","Cu-Schiene 1FB 20x5x198mm","waagrecht, zwischen Trägerprofil","ST",1,1,0,26.4,"325"]
["XCUW522","Cu-Schiene 2FB 20x5x495mm","waagrecht, ohne Überstand","ST",1,1,0,44.2,"325",null,null,null,null,null,null,null,null,null,null,null,null,null,null,null,null,null,null,null,null,null,null,null,null,null,null,null,null,null,null,null,null,null,null,null,null,null,null,null,null,null,null,null,null,null,null,null,null,null,null,null,null,null,null,null,null,null,null,null,null,null,null,null,null,null,null,null,null,null,null,null,null,null,null,null,null,null,null,null,null,null,null,null,null,null,null,null,null,null,null,null,null,null,null,null,null,null,null,null,null,null,null,null,null,null,null,null,null,null,null,null,null,null,null,null,null,null,null,null,null,null,null,null,null,null,null,null,null,null,null,null,null,null,null,null,null,null,null,null,null,null,null,null,null,null,null,null,null,null,null,null,null,null,null,null,null,null,null,null,null,null,null,null,null,null,null,null,null,null,null,null,null,null,null,null,null,null,null,null,null,null,null,null,null,null,null,null,null,null,null,null,null,null,null,null,null,null,null,null,null,null,null,null,null,null,null,null,null,null,null,null,null,null,null,null,null,null,null,1,null,null,null,null,null,null,null,null,null,null,null,null,null,null,null,null,null,null,null,null,null,null,null,null,null,null,null,null,null,null,null,null,null,null,null,null,null,null,null,null,null,null,null,null,null,null,null,null,null,null,null,null,null,null,null,null,null,null,null,null,null,null,null,null,null,null,null,null,null,null,null,null,null,null,null,null,null,null,null,null,null,null,null,null,null,null,1,null,1]
["XCUW522B","Cu-Schiene 2FB 20x5x587mm","waagrecht, beidseitig um 46mm verlängert","ST",1,1,0,54.4,"325"]
["XCUW522E","Cu-Schiene 2FB 20x5x541mm","waagrecht, einseitig um 46mm verlängert","ST",1,1,0,51.8,"325"]
["XCUW522K","Cu-Schiene 2FB 20x5x448mm","waagrecht, zwischen Trägerprofil","ST",1,1,0,41.2,"325"]
["XCUW523","Cu-Schiene 3FB 20x5x745mm","waagrecht, ohne Überstand","ST",1,1,0,59,"325",null,null,null,null,null,null,null,null,null,null,null,null,null,null,null,null,null,null,null,null,null,null,null,null,null,null,null,null,null,null,null,null,null,null,null,null,null,null,null,null,null,null,null,null,null,null,null,null,null,null,null,null,null,null,null,null,null,null,null,null,null,null,null,null,null,null,null,null,null,null,null,null,null,null,null,null,null,null,null,null,null,null,null,null,null,null,null,null,null,null,null,null,null,null,null,null,null,null,null,null,null,null,null,null,null,null,null,null,null,null,null,null,null,null,null,null,null,null,null,null,null,null,null,null,null,null,null,null,null,null,null,null,null,null,null,null,null,null,null,null,null,null,null,null,null,null,null,null,null,null,null,null,null,null,null,null,null,null,null,null,null,null,null,null,null,null,null,null,null,null,null,null,null,null,null,null,null,null,null,null,null,null,null,null,null,null,null,null,null,null,null,null,null,null,null,null,null,null,null,null,null,null,null,null,null,null,null,null,null,null,null,null,null,null,null,null,null,null,null,null,null,null,null,null,null,null,null,null,1,null,null,null,null,null,null,null,null,null,null,null,null,null,null,null,null,null,null,null,null,null,null,null,null,null,null,null,null,null,null,null,null,null,null,null,null,null,null,null,null,null,null,null,null,null,null,null,null,null,null,null,null,null,null,null,null,null,null,null,null,null,null,null,null,null,null,null,null,null,null,null,null,null,null,null,null,null,null,null,null,null,null,null,null,null,null,null,null,null,null,null,null,null,null,1,null,1]
["XCUW523B","Cu-Schiene 3FB 20x5x837mm","waagrecht, beidseitig um 46mm verlängert","ST",1,1,0,69,"325"]
["XCUW523E","Cu-Schiene 3FB 20x5x791mm","waagrecht, einseitig um 46mm verlängert","ST",1,1,0,66.599999999999994,"325"]
["XCUW523K","Cu-Schiene 3FB 20x5x698mm","waagrecht, zwischen Trägerprofil","ST",1,1,0,55.7,"325"]
["XCUW524","Cu-Schiene 4FB 20x5x995mm","waagrecht, ohne Überstand","ST",1,1,0,73.400000000000006,"325",null,null,null,null,null,null,null,null,null,null,null,null,null,null,null,null,null,null,null,null,null,null,null,null,null,null,null,null,null,null,null,null,null,null,null,null,null,null,null,null,null,null,null,null,null,null,null,null,null,null,null,null,null,null,null,null,null,null,null,null,null,null,null,null,null,null,null,null,null,null,null,null,null,null,null,null,null,null,null,null,null,null,null,null,null,null,null,null,null,null,null,null,null,null,null,null,null,null,null,null,null,null,null,null,null,null,null,null,null,null,null,null,null,null,null,null,null,null,null,null,null,null,null,null,null,null,null,null,null,null,null,null,null,null,null,null,null,null,null,null,null,null,null,null,null,null,null,null,null,null,null,null,null,null,null,null,null,null,null,null,null,null,null,null,null,null,null,null,null,null,null,null,null,null,null,null,null,null,null,null,null,null,null,null,null,null,null,null,null,null,null,null,null,null,null,null,null,null,null,null,null,null,null,null,null,null,null,null,null,null,null,null,null,null,null,null,null,null,null,null,null,null,null,null,null,null,null,null,null,null,null,null,null,null,null,null,null,null,1,null,null,null,null,null,null,null,null,null,null,null,null,null,null,null,null,null,null,null,null,null,null,null,null,null,null,null,null,null,null,null,null,null,null,null,null,null,null,null,null,null,null,null,null,null,null,null,null,null,null,null,null,null,null,null,null,null,null,null,null,null,null,null,null,null,null,null,null,null,null,null,null,null,null,null,null,null,null,null,null,null,null,null,null,null,null,null,null,null,null,null,null,null,null,null,null,null,null,null,null,null,null,null,null,1,null,1]
["XCUW524B","Cu-Schiene 4FB 20x5x1087mm","waagrecht, beidseitig um 46mm verlängert","ST",1,1,0,83.7,"325"]
["XCUW524E","Cu-Schiene 4FB 20x5x1041mm","waagrecht, einseitig um 46mm verlängert","ST",1,1,0,81.099999999999994,"325"]
["XCUW525","Cu-Schiene 5FB 20x5x1245mm","waagrecht, ohne Überstand","ST",1,1,0,89,"325",null,null,null,null,null,null,null,null,null,null,null,null,null,null,null,null,null,null,null,null,null,null,null,null,null,null,null,null,null,null,null,null,null,null,null,null,null,null,null,null,null,null,null,null,null,null,null,null,null,null,null,null,null,null,null,null,null,null,null,null,null,null,null,null,null,null,null,null,null,null,null,null,null,null,null,null,null,null,null,null,null,null,null,null,null,null,null,null,null,null,null,null,null,null,null,null,null,null,null,null,null,null,null,null,null,null,null,null,null,null,null,null,null,null,null,null,null,null,null,null,null,null,null,null,null,null,null,null,null,null,null,null,null,null,null,null,null,null,null,null,null,null,null,null,null,null,null,null,null,null,null,null,null,null,null,null,null,null,null,null,null,null,null,null,null,null,null,null,null,null,null,null,null,null,null,null,null,null,null,null,null,null,null,null,null,null,null,null,null,null,null,null,null,null,null,null,null,null,null,null,null,null,null,null,null,null,null,null,null,null,null,null,null,null,null,null,null,null,null,null,null,null,null,null,null,null,null,null,null,null,null,null,null,null,null,null,null,null,null,null,null,null,null,null,null,null,null,null,1,null,null,null,null,null,null,null,null,null,null,null,null,null,null,null,null,null,null,null,null,null,null,null,null,null,null,null,null,null,null,null,null,null,null,null,null,null,null,null,null,null,null,null,null,null,null,null,null,null,null,null,null,null,null,null,null,null,null,null,null,null,null,null,null,null,null,null,null,null,null,null,null,null,null,null,null,null,null,null,null,null,null,null,null,null,null,null,null,null,null,null,null,null,null,null,null,null,null,null,null,null,null,null,null,null,null,null,null,null,null,null,null,null,1,null,1]
["XCUW525B","Cu-Schiene 5FB 20x5x1337mm","waagrecht, beidseitig um 46mm verlängert","ST",1,1,0,98.1,"325"]
["XCUW525E","Cu-Schiene 5FB 20x5x1291mm","waagrecht, einseitig um 46mm verlängert","ST",1,1,0,95.7,"325"]
["XCUW531","Cu-Schiene 1FB 30x5x245mm","waagrecht, ohne Überstand","ST",1,1,0,34.200000000000003,"325",null,null,null,null,null,null,null,null,null,null,null,null,null,null,null,null,null,null,null,null,null,null,null,null,null,null,null,null,null,null,null,null,null,null,null,null,null,null,null,null,null,null,null,null,null,null,null,null,null,null,null,null,null,null,null,null,null,null,null,null,null,null,null,null,null,null,null,null,null,null,null,null,null,null,null,null,null,null,null,null,null,null,null,null,null,null,null,null,null,null,null,null,null,null,null,null,null,null,null,null,null,null,null,null,null,null,null,null,null,null,null,null,null,null,null,null,null,null,null,null,null,null,null,null,null,null,null,null,null,null,null,null,null,null,null,null,null,null,null,null,null,null,null,null,null,null,null,null,null,null,null,null,null,null,null,null,null,null,null,null,null,null,null,null,null,null,null,null,null,null,null,null,null,null,null,null,null,null,null,null,null,null,null,null,null,null,null,null,null,null,null,null,null,null,null,null,null,null,null,null,null,null,null,null,3,null,null,null,5,null,null,2,null,null,null,null,null,null,null,null,null,null,null,null,null,null,null,null,null,null,null,null,null,null,null,null,null,null,null,null,null,null,null,null,null,null,null,null,null,null,null,null,null,null,null,null,null,null,null,null,null,null,null,null,null,null,null,null,null,null,null,null,null,null,null,null,null,null,null,null,3,null,3,null,null,null,4,null,4,1,null,null,1,null,null,null,null,null,null,null,null,null,null,null,null,null,null,null,null,null,null,null,null,null,null,null,null,null,null,null,null,null,null,null,null,null,null,null,null,null,null,null,null,null,null,null,null,null,null,null,null,null,null,null,null,null,null,null,null,null,null,null,null,null,null,null,null,null,null,null,null,null,null,null,null,null,null,null,null,null,null,null,null,null,null,null,null,null,null,null,null,1,null,null,null,1]
["XCUW531B","Cu-Schiene 1FB 30x5x337mm","waagrecht, beidseitig um 46mm verlängert","ST",1,1,0,46.8,"325"]
["XCUW531E","Cu-Schiene 1FB 30x5x291mm","waagrecht, einseitig um 46mm verlängert","ST",1,1,0,43.1,"325"]
["XCUW531K","Cu-Schiene 1FB 30x5x198mm","waagrecht, zwischen Trägerprofil","ST",1,1,0,30.5,"325"]
["XCUW532","Cu-Schiene 2FB 30x5x495mm","waagrecht, ohne Überstand","ST",1,1,0,54,"325",null,null,null,null,null,null,null,null,null,null,null,null,null,null,null,null,null,null,null,null,null,null,null,null,null,null,null,null,null,null,null,null,null,null,null,null,null,null,null,null,null,null,null,null,null,null,null,null,null,null,null,null,null,null,null,null,null,null,null,null,null,null,null,null,null,null,null,null,null,null,null,null,null,null,null,null,null,null,null,null,null,null,null,null,null,null,null,null,null,null,null,null,null,null,null,null,null,null,null,null,null,null,null,null,null,null,null,null,null,null,null,null,null,null,null,null,null,null,null,null,null,null,null,null,null,null,null,null,null,null,null,null,null,null,null,null,null,null,null,null,null,null,null,null,null,null,null,null,null,null,null,null,null,null,null,null,null,null,null,null,null,null,null,null,null,null,null,null,null,null,null,null,null,null,null,null,null,null,null,null,null,null,null,null,null,null,null,null,null,null,null,null,null,null,null,null,null,null,null,null,null,null,null,null,null,null,null,null,null,null,null,null,null,null,null,3,null,null,4,null,null,2,null,null,null,null,null,null,null,null,null,null,null,null,null,null,null,null,null,null,null,null,null,null,null,null,null,null,null,null,null,null,null,null,null,null,null,null,null,null,null,null,null,null,null,null,null,null,null,null,null,null,null,null,null,null,null,null,null,null,null,null,null,null,null,null,null,null,null,null,null,null,null,null,null,null,null,null,3,null,null,3,null,null,null,4,null,4,1,null,null,1,null,null,null,null,null,null,null,null,null,null,null,null,null,null,null,null,null,null,null,null,null,null,null,null,null,null,null,null,null,null,null,null,null,null,null,null,null,null,null,null,null,null,null,null,null,null,null,null,null,null,null,null,null,null,null,null,null,null,null,null,null,null,null,null,null,null,null,null,null,null,null,null,null,null,null,null,null,null,null,1,null,null,null,1]
["XCUW532B","Cu-Schiene 2FB 30x5x587mm","waagrecht, beidseitig um 46mm verlängert","ST",1,1,0,73.3,"325"]
["XCUW532E","Cu-Schiene 2FB 30x5x541mm","waagrecht, einseitig um 46mm verlängert","ST",1,1,0,62.7,"325"]
["XCUW532K","Cu-Schiene 2FB 30x5x448mm","waagrecht, zwischen Trägerprofil","ST",1,1,0,50.3,"325"]
["XCUW533","Cu-Schiene 3FB 30x5x745mm","waagrecht, ohne Überstand","ST",1,1,0,74.099999999999994,"325",null,null,null,null,null,null,null,null,null,null,null,null,null,null,null,null,null,null,null,null,null,null,null,null,null,null,null,null,null,null,null,null,null,null,null,null,null,null,null,null,null,null,null,null,null,null,null,null,null,null,null,null,null,null,null,null,null,null,null,null,null,null,null,null,null,null,null,null,null,null,null,null,null,null,null,null,null,null,null,null,null,null,null,null,null,null,null,null,null,null,null,null,null,null,null,null,null,null,null,null,null,null,null,null,null,null,null,null,null,null,null,null,null,null,null,null,null,null,null,null,null,null,null,null,null,null,null,null,null,null,null,null,null,null,null,null,null,null,null,null,null,null,null,null,null,null,null,null,null,null,null,null,null,null,null,null,null,null,null,null,null,null,null,null,null,null,null,null,null,null,null,null,null,null,null,null,null,null,null,null,null,null,null,null,null,null,null,null,null,null,null,null,null,null,null,null,null,null,null,null,null,null,null,null,null,null,null,null,null,null,null,null,null,null,null,null,null,null,null,null,null,null,null,null,null,3,null,null,4,null,null,2,null,null,null,null,null,null,null,null,null,null,null,null,null,null,null,null,null,null,null,null,null,null,null,null,null,null,null,null,null,null,null,null,null,null,null,null,null,null,null,null,null,null,null,null,null,null,null,null,null,null,null,null,null,null,null,null,null,null,null,null,null,null,null,null,null,null,null,null,null,null,null,null,null,null,null,null,null,null,null,null,null,null,null,null,null,3,null,3,null,null,null,4,null,4,1,null,null,null,1,null,null,null,null,null,null,null,null,null,null,null,null,null,null,null,null,null,null,null,null,null,null,null,null,null,null,null,null,null,null,null,null,null,null,null,null,null,null,null,null,null,null,null,null,null,null,null,null,null,null,null,null,null,null,null,null,null,null,null,null,null,null,null,null,null,null,null,null,1,null,null,null,null,1]
["XCUW533B","Cu-Schiene 3FB 30x5x837mm","waagrecht, beidseitig um 46mm verlängert","ST",1,1,0,73.3,"325"]
["XCUW533E","Cu-Schiene 3FB 30x5x791mm","waagrecht, einseitig um 46mm verlängert","ST",1,1,0,73.3,"325"]
["XCUW533K","Cu-Schiene 3FB 30x5x698mm","waagrecht, zwischen Trägerprofil","ST",1,1,0,70,"325"]
["XCUW534","Cu-Schiene 4FB 30x5x995mm","waagrecht, ohne Überstand","ST",1,1,0,94.3,"325",null,null,null,null,null,null,null,null,null,null,null,null,null,null,null,null,null,null,null,null,null,null,null,null,null,null,null,null,null,null,null,null,null,null,null,null,null,null,null,null,null,null,null,null,null,null,null,null,null,null,null,null,null,null,null,null,null,null,null,null,null,null,null,null,null,null,null,null,null,null,null,null,null,null,null,null,null,null,null,null,null,null,null,null,null,null,null,null,null,null,null,null,null,null,null,null,null,null,null,null,null,null,null,null,null,null,null,null,null,null,null,null,null,null,null,null,null,null,null,null,null,null,null,null,null,null,null,null,null,null,null,null,null,null,null,null,null,null,null,null,null,null,null,null,null,null,null,null,null,null,null,null,null,null,null,null,null,null,null,null,null,null,null,null,null,null,null,null,null,null,null,null,null,null,null,null,null,null,null,null,null,null,null,null,null,null,null,null,null,null,null,null,null,null,null,null,null,null,null,null,null,null,null,null,null,null,null,null,null,null,null,null,null,null,null,null,null,null,null,null,null,null,null,null,null,null,null,null,null,null,null,null,null,null,null,3,null,null,4,null,null,2,null,null,null,null,null,null,null,null,null,null,null,null,null,null,null,null,null,null,null,null,null,null,null,null,null,null,null,null,null,null,null,null,null,null,null,null,null,null,null,null,null,null,null,null,null,null,null,null,null,null,null,null,null,null,null,null,null,null,null,null,null,null,null,null,null,null,null,null,null,null,null,null,null,null,null,null,null,null,null,null,null,null,null,null,null,null,null,null,null,null,null,null,null,null,3,null,3,null,null,null,null,4,null,4,1,null,null,null,1,null,null,null,null,null,null,null,null,null,null,null,null,null,null,null,null,null,null,null,null,null,null,null,null,null,null,null,null,null,null,null,null,null,null,null,null,null,null,null,null,null,null,null,null,null,null,null,null,null,null,null,null,null,null,null,null,null,1,null,null,null,1]
["XCUW534B","Cu-Schiene 4FB 30x5x1087mm","waagrecht, beidseitig um 46mm verlängert","ST",1,1,0,106,"325"]
["XCUW534E","Cu-Schiene 4FB 30x5x1041mm","waagrecht, einseitig um 46mm verlängert","ST",1,1,0,102.5,"325"]
["XCUW535","Cu-Schiene 5FB 30x5x1245mm","waagrecht, ohne Überstand","ST",1,1,0,73.3,"325",null,null,null,null,null,null,null,null,null,null,null,null,null,null,null,null,null,null,null,null,null,null,null,null,null,null,null,null,null,null,null,null,null,null,null,null,null,null,null,null,null,null,null,null,null,null,null,null,null,null,null,null,null,null,null,null,null,null,null,null,null,null,null,null,null,null,null,null,null,null,null,null,null,null,null,null,null,null,null,null,null,null,null,null,null,null,null,null,null,null,null,null,null,null,null,null,null,null,null,null,null,null,null,null,null,null,null,null,null,null,null,null,null,null,null,null,null,null,null,null,null,null,null,null,null,null,null,null,null,null,null,null,null,null,null,null,null,null,null,null,null,null,null,null,null,null,null,null,null,null,null,null,null,null,null,null,null,null,null,null,null,null,null,null,null,null,null,null,null,null,null,null,null,null,null,null,null,null,null,null,null,null,null,null,null,null,null,null,null,null,null,null,null,null,null,null,null,null,null,null,null,null,null,null,null,null,null,null,null,null,null,null,null,null,null,null,null,null,null,null,null,null,null,null,null,null,null,null,null,null,null,null,null,null,null,null,null,null,null,null,null,null,null,null,null,3,null,null,4,null,null,2,null,null,null,null,null,null,null,null,null,null,null,null,null,null,null,null,null,null,null,null,null,null,null,null,null,null,null,null,null,null,null,null,null,null,null,null,null,null,null,null,null,null,null,null,null,null,null,null,null,null,null,null,null,null,null,null,null,null,null,null,null,null,null,null,null,null,null,null,null,null,null,null,null,null,null,null,null,null,null,null,null,null,null,null,null,null,null,null,null,null,null,null,null,null,null,null,null,null,null,null,null,null,null,null,3,null,3,null,null,null,4,null,4,1,null,null,1,null,null,null,null,null,null,null,null,null,null,null,null,null,null,null,null,null,null,null,null,null,null,null,null,null,null,null,null,null,null,null,null,null,null,null,null,null,null,null,null,null,null,null,null,null,null,null,1,null,null,null,1]
["XCUW535B","Cu-Schiene 5FB 30x5x1337mm","waagrecht, beidseitig um 46mm verlängert","ST",1,1,0,125,"325"]
["XCUW535E","Cu-Schiene 5FB 30x5x1291mm","waagrecht, einseitig um 46mm verlängert","ST",1,1,0,121.5,"325"]

{"sheet":"Tabelle1","index":1,"n_rows":492,"n_cols":423,"rows_kept":492,"cut":false,"hidden":true,"merged":[]}
["Artikel-Nr.","MF1110","MF1120","MF1126","MF1160","MF1170","MF1210","MF12130","MF12150","MF1220","MF12230","MF1226","MF12309","MF1260","MF12674","MF12695","MF1270","MF1310","MF13150","MF1320","MF13250","MF1326","MF13312","MF13322","MF1360","MF13674","MF13695","MF1370","MF1410","MF1420","MF1426","MF1460","MF14695","MF1470","MF1510","MF1520","MF1526","MF1560","MF1570","MF15903","MF15950","MF15951","MF2110","MF2120","MF2126","MF2160","MF2170","MF2210","MF22131","MF22151","MF2220","MF22231","MF22251","MF2226","MF22309","MF2260","MF22674","MF2270","MF2310","MF23160","MF2320","MF2326","MF23260","MF23322","MF2360","MF23674","MF2370","MF2410","MF24160","MF2420","MF2426","MF24260","MF2460","MF2470","MF2510","MF2520","MF2526","MF2560","MF2570","MF25903","MT1110","MT1120","MT1126","MT1160","MT1169","MT1170","MT1210","MT12130","MT12150","MT1220","MT12230","MT1226","MT12309","MT12509","MT1260","MT12674","MT1267A","MT1269","MT12695","MT1270","MT12709","MT12774","MT1281","MT1310","MT13150","MT1320","MT13250","MT1326","MT13312","MT13322","MT13512","MT1360","MT13674","MT1369","MT13695","MT1370","MT13703","MT13709","MT13722","MT13774M","MT1380","MT1381","MT1410","MT1420","MT1426","MT1460","MT1469","MT14695","MT1470","MT1510","MT1520","MT1526","MT1560","MT1569","MT1570","MT1581","MT15903","MT15950","MT15951","MT2110","MT2120","MT2126","MT2160","MT2169","MT2170","MT2210","MT22131","MT22151","MT2220","MT22231","MT22251","MT2226","MT22309","MT22509","MT2260","MT22674","MT2269","MT2270","MT22709","MT22774","MT2310","MT23160","MT2320","MT2326","MT23260","MT23322","MT23512","MT23519","MT2360","MT23674","MT2369","MT2370","MT23703","MT23709","MT23722","MT23774M","MT2410","MT24160","MT2420","MT2426","MT24260","MT2460","MT2469","MT2470","MT2510","MT2520","MT2526","MT2560","MT2569","MT2570","MT25903","MFS22603","MFS23605","MFS25903","MFS28905","MFS42603","MFS43605","MFS45903","MFS48905","MFS52603","MFS53605","MFS55903","MFS58905","MFSC12613","MFSC12633","MFSC12643","MFSC13615","MFSC13625","MFSC13635","MFSC13645","MFSC15963","MFSC15983","MFSC17965","MFSC18985","MFSC22613","MFSC22633","MFSC22643","MFSC23615","MFSC23635","MFSC23645","MFSC25963","MFSC25983","MFSC27965","MFSC28985","MFSC32613","MFSC32633","MFSC32643","MFSC33615","MFSC33635","MFSC33645","MFSC35963","MFSC35983","MFSC37965","MFSC38985","MFSC42613","MFSC42633","MFSC42643","MFSC43615","MFSC43635","MFSC43645","MFSC45963","MFSC45983","MFSC47965","MFSC48985","MFSC52613","MFSC52633","MFSC52643","MFSC53615","MFSC53635","MFSC53645","MFSC55963","MFSC55983","MFSC57965","MFSC58985","MTS12505","MTS22505","MTS22603","MTS22703","MTS23605","MTS23705","MTS25903","MTS28905","MTS32505","MTS42505","MTS42603","MTS42703","MTS43605","MTS43705","MTS45903","MTS48905","MTS52505","MTS52603","MTS52703","MTS53605","MTS53705","MTS55903","MTS58905","MTSC12515","MTSC12535","MTSC12613","MTSC12633","MTSC12643","MTSC12733","MTSC12743","MTSC12763","MTSC13615","MTSC13635","MTSC13645","MTSC13735","MTSC13745","MTSC13765","MTSC15963","MTSC15983","MTSC17965","MTSC18985","MTSC22515","MTSC22535","MTSC22613","MTSC22633","MTSC22643","MTSC22653","MTSC22733","MTSC22743","MTSC22763","MTSC23615","MTSC23635","MTSC23645","MTSC23735","MTSC23745","MTSC23765","MTSC25963","MTSC25983","MTSC27965","MTSC28985","MTSC32515","MTSC32535","MTSC32613","MTSC32633","MTSC32643","MTSC32733","MTSC32743","MTSC32763","MTSC33615","MTSC33635","MTSC33645","MTSC33735","MTSC33745","MTSC33765","MTSC35963","MTSC35983","MTSC35993","MTSC37965","MTSC38985","MTSC42515","MTSC42535","MTSC42613","MTSC42633","MTSC42643","MTSC42733","MTSC42743","MTSC42753","MTSC42763","MTSC43615","MTSC43635","MTSC43645","MTSC43735","MTSC43745","MTSC43765","MTSC45963","MTSC45973","MTSC45983","MTSC47965","MTSC48985","MTSC52515","MTSC52535","MTSC52613","MTSC52633","MTSC52643","MTSC52733","MTSC52743","MTSC52763","MTSC53615","MTSC53635","MTSC53645","MTSC53735","MTSC53745","MTSC53765","MTSC55963","MTSC55983","MTSC57965","MTSC58985","MXS21201","MXS21301","MXS21401","MXS41301","MXS41401","MXS51301","MXS51401","MXSC11211","MXSC11231","MXSC11311","MXSC11331","MXSC11341","MXSC11361","MXSC11411","MXSC11431","MXSC11441","MXSC11461","MXSC21211","MXSC21231","MXSC21311","MXSC21331","MXSC21341","MXSC21361","MXSC21411","MXSC21431","MXSC21441","MXSC21461","MXSC31311","MXSC31331","MXSC31341","MXSC31351","MXSC31361","MXSC31411","MXSC31431","MXSC31441","MXSC31461","MXSC41311","MXSC41331","MXSC41341","MXSC41361","MXSC41411","MXSC41431","MXSC41441","MXSC41461","MXSC51311","MXSC51331","MXSC51341","MXSC51361","MXSC51411","MXSC51431","MXSC51441","MXSC51461"]
["FAG11N",1,null,1,1,1,null,null,null,null,null,null,null,null,null,null,null,null,null,null,null,null,null,null,null,null,null,null,null,null,null,null,null,null,null,null,null,null,null,null,null,null,null,null,null,null,null,null,null,null,null,null,null,null,null,null,null,null,null,null,null,null,null,null,null,null,null,null,null,null,null,null,null,null,null,null,null,null,null,null,1,null,1,1,null,1]
["FAG11N10"]
["FAG12N",null,null,null,null,null,1,null,null,null,null,1,null,1,null,null,1,null,null,null,null,null,null,null,null,null,null,null,null,null,null,null,null,null,null,null,null,null,null,null,null,null,null,null,null,null,null,null,null,null,null,null,null,null,null,null,null,null,null,null,null,null,null,null,null,null,null,null,null,null,null,null,null,null,null,null,null,null,null,null,null,null,null,null,null,null,1,null,null,null,null,1,null,null,1,null,null,1,null,1]
["FAG12N10"]
["FAG13N",null,null,null,null,null,null,null,null,null,null,null,null,null,null,null,null,1,null,null,null,1,null,null,1,null,null,1,null,null,null,null,null,null,null,null,null,null,null,null,null,null,null,null,null,null,null,null,null,null,null,null,null,null,null,null,null,null,null,null,null,null,null,null,null,null,null,null,null,null,null,null,null,null,null,null,null,null,null,null,null,null,null,null,null,null,null,null,null,null,null,null,null,null,null,null,null,null,null,null,null,null,null,1,null,null,null,1,null,null,null,1,null,null,null,1]
["FAG13N10"]
["FAG14N",null,null,null,null,null,null,null,null,null,null,null,null,null,null,null,null,null,null,null,null,null,null,null,null,null,null,null,1,null,1,1,null,1,null,null,null,null,null,null,null,null,null,null,null,null,null,null,null,null,null,null,null,null,null,null,null,null,null,null,null,null,null,null,null,null,null,null,null,null,null,null,null,null,null,null,null,null,null,null,null,null,null,null,null,null,null,null,null,null,null,null,null,null,null,null,null,null,null,null,null,null,null,null,null,null,null,null,null,null,null,null,null,null,null,null,null,null,null,null,null,null,1,null,1,1,1,null,1]
["FAG14N10"]
["FAG15N",null,null,null,null,null,null,null,null,null,null,null,null,null,null,null,null,null,null,null,null,null,null,null,null,null,null,null,null,null,null,null,null,null,1,null,1,1,1,null,null,null,null,null,null,null,null,null,null,null,null,null,null,null,null,null,null,null,null,null,null,null,null,null,null,null,null,null,null,null,null,null,null,null,null,null,null,null,null,null,null,null,null,null,null,null,null,null,null,null,null,null,null,null,null,null,null,null,null,null,null,null,null,null,null,null,null,null,null,null,null,null,null,null,null,null,null,null,null,null,null,null,null,null,null,null,null,null,null,1,null,1,1,1,1]
["FAG15N10"]
["FAG21N",null,null,null,null,null,null,null,null,null,null,null,null,null,null,null,null,null,null,null,null,null,null,null,null,null,null,null,null,null,null,null,null,null,null,null,null,null,null,null,null,null,1,null,1,1,1,null,null,null,null,null,null,null,null,null,null,null,null,null,null,null,null,null,null,null,null,null,null,null,null,null,null,null,null,null,null,null,null,null,null,null,null,null,null,null,null,null,null,null,null,null,null,null,null,null,null,null,null,null,null,null,null,null,null,null,null,null,null,null,null,null,null,null,null,null,null,null,null,null,null,null,null,null,null,null,null,null,null,null,null,null,null,null,null,null,null,null,null,1,null,1,1,1,1]
["FAG21N10"]
["FAG22N",null,null,null,null,null,null,null,null,null,null,null,null,null,null,null,null,null,null,null,null,null,null,null,null,null,null,null,null,null,null,null,null,null,null,null,null,null,null,null,null,null,null,null,null,null,null,1,null,null,null,null,null,1,null,1,null,1,null,null,null,null,null,null,null,null,null,null,null,null,null,null,null,null,null,null,null,null,null,null,null,null,null,null,null,null,null,null,null,null,null,null,null,null,null,null,null,null,null,null,null,null,null,null,null,null,null,null,null,null,null,null,null,null,null,null,null,null,null,null,null,null,null,null,null,null,null,null,null,null,null,null,null,null,null,null,null,null,null,null,null,null,null,null,null,1,null,null,null,null,null,1,null,null,1,null,1,1]
["FAG22N10"]
["FAG23N",null,null,null,null,null,null,null,null,null,null,null,null,null,null,null,null,null,null,null,null,null,null,null,null,null,null,null,null,null,null,null,null,null,null,null,null,null,null,null,null,null,null,null,null,null,null,null,null,null,null,null,null,null,null,null,null,null,1,null,null,1,null,null,1,null,1,null,null,null,null,null,null,null,null,null,null,null,null,null,null,null,null,null,null,null,null,null,null,null,null,null,null,null,null,null,null,null,null,null,null,null,null,null,null,null,null,null,null,null,null,null,null,null,null,null,null,null,null,null,null,null,null,null,null,null,null,null,null,null,null,null,null,null,null,null,null,null,null,null,null,null,null,null,null,null,null,null,null,null,null,null,null,null,null,null,null,null,null,null,1,null,null,1,null,null,null,null,1,null,1,1]
["FAG23N10"]
["FAG24N",null,null,null,null,null,null,null,null,null,null,null,null,null,null,null,null,null,null,null,null,null,null,null,null,null,null,null,null,null,null,null,null,null,null,null,null,null,null,null,null,null,null,null,null,null,null,null,null,null,null,null,null,null,null,null,null,null,null,null,null,null,null,null,null,null,null,1,null,null,1,null,1,1,null,null,null,null,null,null,null,null,null,null,null,null,null,null,null,null,null,null,null,null,null,null,null,null,null,null,null,null,null,null,null,null,null,null,null,null,null,null,null,null,null,null,null,null,null,null,null,null,null,null,null,null,null,null,null,null,null,null,null,null,null,null,null,null,null,null,null,null,null,null,null,null,null,null,null,null,null,null,null,null,null,null,null,null,null,null,null,null,null,null,null,null,null,null,null,null,null,null,null,null,null,null,1,null,null,1,null,1,1,1]
["FAG24N10"]
["FAG25N",null,null,null,null,null,null,null,null,null,null,null,null,null,null,null,null,null,null,null,null,null,null,null,null,null,null,null,null,null,null,null,null,null,null,null,null,null,null,null,null,null,null,null,null,null,null,null,null,null,null,null,null,null,null,null,null,null,null,null,null,null,null,null,null,null,null,null,null,null,null,null,null,null,1,null,1,1,1,null,null,null,null,null,null,null,null,null,null,null,null,null,null,null,null,null,null,null,null,null,null,null,null,null,null,null,null,null,null,null,null,null,null,null,null,null,null,null,null,null,null,null,null,null,null,null,null,null,null,null,null,null,null,null,null,null,null,null,null,null,null,null,null,null,null,null,null,null,null,null,null,null,null,null,null,null,null,null,null,null,null,null,null,null,null,null,null,null,null,null,null,null,null,null,null,null,null,null,null,null,null,null,null,null,1,null,1,1,1,1]
["FAG25N5"]
["FAH1N100"]
["FAH1N4",1,1,1,1,1,1,1,null,1,1,1,1,1,1,1,1,1,1,1,1,1,1,1,1,1,1,1,1,1,1,1,1,1,1,1,1,1,1,1,1,1,1,1,1,1,1,1,null,null,1,null,null,1,1,1,1,1,1,1,1,1,1,1,1,1,1,1,null,1,1,null,1,1,1,1,1,1,1,1]
["FAH2N100"]
["FAH2N4",null,null,null,null,null,null,null,null,null,null,null,null,null,null,null,null,null,null,null,null,null,null,null,null,null,null,null,null,null,null,null,null,null,null,null,null,null,null,null,null,null,null,null,null,null,null,null,null,null,null,null,null,null,null,null,null,null,null,null,null,null,null,null,null,null,null,null,null,null,null,null,null,null,null,null,null,null,null,null,1,1,1,1,1,1,1,1,null,1,1,1,1,1,1,1,null,1,1,1,1,null,null,1,1,1,1,1,1,1,null,1,1,1,1,1,1,1,1,null,null,null,1,1,1,1,1,1,1,1,1,1,1,1,1,null,1,1,1,1,1,1,1,1,1,1,null,null,1,null,null,1,1,1,1,1,1,1,1,null,1,1,1,1,1,1,1,1,1,1,1,1,1,1,1,null,1,null,1,1,null,1,1,1,1,1,1,1,1,1,1]
["FAH5N2",null,null,null,null,null,null,null,null,null,null,null,null,null,null,null,null,null,null,null,null,null,null,null,null,null,null,null,null,null,null,null,null,null,null,null,null,null,null,null,null,null,null,null,null,null,null,null,null,null,null,null,null,null,null,null,null,null,null,null,null,null,null,null,null,null,null,null,null,null,null,null,null,null,null,null,null,null,null,null,null,null,null,null,null,null,null,null,null,null,null,null,null,1,null,null,null,null,null,null,null,null,null,null,null,null,null,null,null,null,null,null,null,null,null,null,null,null,null,null,null,null,null,null,null,null,null,null,null,null,null,null,null,null,null,null,null,null,null,null,null,null,null,null,null,null,null,null,null,null,null,null,null,1,null,null,null,null,null,null,null,null,null,null,null,null,null,null,null,null,null,null,null,null,null,null,null,null,null,null,null,null,null,null,null,null,null,null,null,null,null,null,null,null,null,null,null,null,null,null,null,null,null,null,null,null,null,null,null,null,null,null,null,null,null,null,null,null,null,null,null,null,null,null,null,null,null,null,null,null,null,null,null,null,null,null,null,null,null,null,null,null,null,null,null,null,null,null,null,null,null,null,null,null,1,1,null,null,null,null,null,null,2,2,null,null,null,null,null,null,2,null,null,null,null,null,null,1,1,null,null,null,null,null,null,null,null,null,null,null,null,null,null,null,null,1,1,null,null,null,null,null,null,null,null,null,null,null,null,null,null,null,null,null,2,2,null,null,null,null,null,null,null,null,null,null,null,null,null,null,null,null,null,2,2,null,null,null,null,null,null,null,null,null,null,null,null,null,null,null,null,null,null,2,2]
["FAO11N",null,1,null,null,null,null,null,null,null,null,null,null,null,null,null,null,null,null,null,null,null,null,null,null,null,null,null,null,null,null,null,null,null,null,null,null,null,null,null,null,null,null,null,null,null,null,null,null,null,null,null,null,null,null,null,null,null,null,null,null,null,null,null,null,null,null,null,null,null,null,null,null,null,null,null,null,null,null,null,null,1]
["FAO11N10"]
["FAO1222N"]
["FAO1223N"]
["FAO1223N10"]
["FAO12N",null,null,null,null,null,null,null,null,1,null,null,null,null,null,null,null,null,null,null,null,null,null,null,null,null,null,null,null,null,null,null,null,null,null,null,null,null,null,null,null,null,null,null,null,null,null,null,null,null,null,null,null,null,null,null,null,null,null,null,null,null,null,null,null,null,null,null,null,null,null,null,null,null,null,null,null,null,null,null,null,null,null,null,null,null,null,null,null,1]
["FAO12N10"]
["FAO1322N"]
["FAO13N",null,null,null,null,null,null,null,null,null,null,null,null,null,null,null,null,null,null,1,null,null,null,null,null,null,null,null,null,null,null,null,null,null,null,null,null,null,null,null,null,null,null,null,null,null,null,null,null,null,null,null,null,null,null,null,null,null,null,null,null,null,null,null,null,null,null,null,null,null,null,null,null,null,null,null,null,null,null,null,null,null,null,null,null,null,null,null,null,null,null,null,null,null,null,null,null,null,null,null,null,null,null,null,null,1]
["FAO13N10"]
["FAO1422N"]
["FAO14N",null,null,null,null,null,null,null,null,null,null,null,null,null,null,null,null,null,null,null,null,null,null,null,null,null,null,null,null,1,null,null,null,null,null,null,null,null,null,null,null,null,null,null,null,null,null,null,null,null,null,null,null,null,null,null,null,null,null,null,null,null,null,null,null,null,null,null,null,null,null,null,null,null,null,null,null,null,null,null,null,null,null,null,null,null,null,null,null,null,null,null,null,null,null,null,null,null,null,null,null,null,null,null,null,null,null,null,null,null,null,null,null,null,null,null,null,null,null,null,null,null,null,1]
["FAO14N10"]
["FAO15N",null,null,null,null,null,null,null,null,null,null,null,null,null,null,null,null,null,null,null,null,null,null,null,null,null,null,null,null,null,null,null,null,null,null,1,null,null,null,null,null,null,null,null,null,null,null,null,null,null,null,null,null,null,null,null,null,null,null,null,null,null,null,null,null,null,null,null,null,null,null,null,null,null,null,null,null,null,null,null,null,null,null,null,null,null,null,null,null,null,null,null,null,null,null,null,null,null,null,null,null,null,null,null,null,null,null,null,null,null,null,null,null,null,null,null,null,null,null,null,null,null,null,null,null,null,null,null,null,null,1]
["FAO15N10"]
["FAO21N",null,null,null,null,null,null,null,null,null,null,null,null,null,null,null,null,null,null,null,null,null,null,null,null,null,null,null,null,null,null,null,null,null,null,null,null,null,null,null,null,null,null,1,null,null,null,null,null,null,null,null,null,null,null,null,null,null,null,null,null,null,null,null,null,null,null,null,null,null,null,null,null,null,null,null,null,null,null,null,null,null,null,null,null,null,null,null,null,null,null,null,null,null,null,null,null,null,null,null,null,null,null,null,null,null,null,null,null,null,null,null,null,null,null,null,null,null,null,null,null,null,null,null,null,null,null,null,null,null,null,null,null,null,null,null,null,null,null,null,1]
["FAO21N10"]
["FAO2223N"]
["FAO2223N10"]
["FAO22N",null,null,null,null,null,null,null,null,null,null,null,null,null,null,null,null,null,null,null,null,null,null,null,null,null,null,null,null,null,null,null,null,null,null,null,null,null,null,null,null,null,null,null,null,null,null,null,null,null,1,null,null,null,null,null,null,null,null,null,null,null,null,null,null,null,null,null,null,null,null,null,null,null,null,null,null,null,null,null,null,null,null,null,null,null,null,null,null,null,null,null,null,null,null,null,null,null,null,null,null,null,null,null,null,null,null,null,null,null,null,null,null,null,null,null,null,null,null,null,null,null,null,null,null,null,null,null,null,null,null,null,null,null,null,null,null,null,null,null,null,null,null,null,null,null,null,null,1]
["FAO22N10"]
["FAO23N",null,null,null,null,null,null,null,null,null,null,null,null,null,null,null,null,null,null,null,null,null,null,null,null,null,null,null,null,null,null,null,null,null,null,null,null,null,null,null,null,null,null,null,null,null,null,null,null,null,null,null,null,null,null,null,null,null,null,null,1,null,null,null,null,null,null,null,null,null,null,null,null,null,null,null,null,null,null,null,null,null,null,null,null,null,null,null,null,null,null,null,null,null,null,null,null,null,null,null,null,null,null,null,null,null,null,null,null,null,null,null,null,null,null,null,null,null,null,null,null,null,null,null,null,null,null,null,null,null,null,null,null,null,null,null,null,null,null,null,null,null,null,null,null,null,null,null,null,null,null,null,null,null,null,null,null,null,null,null,null,null,1]
["FAO23N10"]
["FAO24N",null,null,null,null,null,null,null,null,null,null,null,null,null,null,null,null,null,null,null,null,null,null,null,null,null,null,null,null,null,null,null,null,null,null,null,null,null,null,null,null,null,null,null,null,null,null,null,null,null,null,null,null,null,null,null,null,null,null,null,null,null,null,null,null,null,null,null,null,1,null,null,null,null,null,null,null,null,null,null,null,null,null,null,null,null,null,null,null,null,null,null,null,null,null,null,null,null,null,null,null,null,null,null,null,null,null,null,null,null,null,null,null,null,null,null,null,null,null,null,null,null,null,null,null,null,null,null,null,null,null,null,null,null,null,null,null,null,null,null,null,null,null,null,null,null,null,null,null,null,null,null,null,null,null,null,null,null,null,null,null,null,null,null,null,null,null,null,null,null,null,null,null,null,null,null,null,null,1]
["FAO24N10"]
["FAO25N",null,null,null,null,null,null,null,null,null,null,null,null,null,null,null,null,null,null,null,null,null,null,null,null,null,null,null,null,null,null,null,null,null,null,null,null,null,null,null,null,null,null,null,null,null,null,null,null,null,null,null,null,null,null,null,null,null,null,null,null,null,null,null,null,null,null,null,null,null,null,null,null,null,null,1,null,null,null,null,null,null,null,null,null,null,null,null,null,null,null,null,null,null,null,null,null,null,null,null,null,null,null,null,null,null,null,null,null,null,null,null,null,null,null,null,null,null,null,null,null,null,null,null,null,null,null,null,null,null,null,null,null,null,null,null,null,null,null,null,null,null,null,null,null,null,null,null,null,null,null,null,null,null,null,null,null,null,null,null,null,null,null,null,null,null,null,null,null,null,null,null,null,null,null,null,null,null,null,null,null,null,null,null,null,1]
["FAO25N5"]
["FAP12674N",null,null,null,null,null,null,null,null,null,null,null,null,null,1,null,null,null,null,null,null,null,null,null,null,null,null,null,null,null,null,null,null,null,null,null,null,null,null,null,null,null,null,null,null,null,null,null,null,null,null,null,null,null,null,null,null,null,null,null,null,null,null,null,null,null,null,null,null,null,null,null,null,null,null,null,null,null,null,null,null,null,null,null,null,null,null,null,null,null,null,null,null,null,null,1]
["FAP12674N5"]
["FAP12695N",null,null,null,null,null,null,null,null,null,null,null,null,null,null,1,null,null,null,null,null,null,null,null,null,null,null,null,null,null,null,null,null,null,null,null,null,null,null,null,null,null,null,null,null,null,null,null,null,null,null,null,null,null,null,null,null,null,null,null,null,null,null,null,null,null,null,null,null,null,null,null,null,null,null,null,null,null,null,null,null,null,null,null,null,null,null,null,null,null,null,null,null,null,null,null,null,null,1]
["FAP12709N",null,null,null,null,null,null,null,null,null,null,null,1,null,null,null,null,null,null,null,null,null,null,null,null,null,null,null,null,null,null,null,null,null,null,null,null,null,null,null,null,null,null,null,null,null,null,null,null,null,null,null,null,null,null,null,null,null,null,null,null,null,null,null,null,null,null,null,null,null,null,null,null,null,null,null,null,null,null,null,null,null,null,null,null,null,null,null,null,null,null,null,1,1,null,null,null,null,null,null,1]
["FAP12709N5"]
["FAP13674N",null,null,null,null,null,null,null,null,null,null,null,null,null,null,null,null,null,null,null,null,null,null,null,null,1,null,null,null,null,null,null,null,null,null,null,null,null,null,null,null,null,null,null,null,null,null,null,null,null,null,null,null,null,null,null,null,null,null,null,null,null,null,null,null,null,null,null,null,null,null,null,null,null,null,null,null,null,null,null,null,null,null,null,null,null,null,null,null,null,null,null,null,null,null,null,null,null,null,null,null,null,null,null,null,null,null,null,null,null,null,null,1]
["FAP13695N",null,null,null,null,null,null,null,null,null,null,null,null,null,null,null,null,null,null,null,null,null,null,null,null,null,1,null,null,null,null,null,null,null,null,null,null,null,null,null,null,null,null,null,null,null,null,null,null,null,null,null,null,null,null,null,null,null,null,null,null,null,null,null,null,null,null,null,null,null,null,null,null,null,null,null,null,null,null,null,null,null,null,null,null,null,null,null,null,null,null,null,null,null,null,null,null,null,null,null,null,null,null,null,null,null,null,null,null,null,null,null,null,null,1]
["FAP13703N",null,null,null,null,null,null,null,null,null,null,null,null,null,null,null,null,null,null,null,null,null,null,null,null,null,null,null,null,null,null,null,null,null,null,null,null,null,null,null,null,null,null,null,null,null,null,null,null,null,null,null,null,null,null,null,null,null,null,null,null,null,null,null,null,null,null,null,null,null,null,null,null,null,null,null,null,null,null,null,null,null,null,null,null,null,null,null,null,null,null,null,null,null,null,null,null,null,null,null,null,null,null,null,null,null,null,null,null,null,null,null,null,null,null,null,1]
["FAP13709N",null,null,null,null,null,null,null,null,null,null,null,null,null,null,null,null,null,null,null,null,null,null,null,null,null,null,null,null,null,null,null,null,null,null,null,null,null,null,null,null,null,null,null,null,null,null,null,null,null,null,null,null,null,null,null,null,null,null,null,null,null,null,null,null,null,null,null,null,null,null,null,null,null,null,null,null,null,null,null,null,null,null,null,null,null,null,null,null,null,null,null,null,null,null,null,null,null,null,null,null,null,null,null,null,null,null,null,null,null,null,null,null,null,null,null,null,1]
["FAP13722N",null,null,null,null,null,null,null,null,null,null,null,null,null,null,null,null,null,null,null,null,null,null,null,null,null,null,null,null,null,null,null,null,null,null,null,null,null,null,null,null,null,null,null,null,null,null,null,null,null,null,null,null,null,null,null,null,null,null,null,null,null,null,null,null,null,null,null,null,null,null,null,null,null,null,null,null,null,null,null,null,null,null,null,null,null,null,null,null,null,null,null,null,null,null,null,null,null,null,null,null,null,null,null,null,null,null,null,null,null,null,null,null,null,null,null,null,null,1]
["FAP14695N",null,null,null,null,null,null,null,null,null,null,null,null,null,null,null,null,null,null,null,null,null,null,null,null,null,null,null,null,null,null,null,1,null,null,null,null,null,null,null,null,null,null,null,null,null,null,null,null,null,null,null,null,null,null,null,null,null,null,null,null,null,null,null,null,null,null,null,null,null,null,null,null,null,null,null,null,null,null,null,null,null,null,null,null,null,null,null,null,null,null,null,null,null,null,null,null,null,null,null,null,null,null,null,null,null,null,null,null,null,null,null,null,null,null,null,null,null,null,null,null,null,null,null,null,null,null,1]
["FAP15903N",null,null,null,null,null,null,null,null,null,null,null,null,null,null,null,null,null,null,null,null,null,null,null,null,null,null,null,null,null,null,null,null,null,null,null,null,null,null,1,null,null,null,null,null,null,null,null,null,null,null,null,null,null,null,null,null,null,null,null,null,null,null,null,null,null,null,null,null,null,null,null,null,null,null,null,null,null,null,null,null,null,null,null,null,null,null,null,null,null,null,null,null,null,null,null,null,null,null,null,null,null,null,null,null,null,null,null,null,null,null,null,null,null,null,null,null,null,null,null,null,null,null,null,null,null,null,null,null,null,null,null,null,null,null,null,1]
["FAP22674N",null,null,null,null,null,null,null,null,null,null,null,null,null,null,null,null,null,null,null,null,null,null,null,null,null,null,null,null,null,null,null,null,null,null,null,null,null,null,null,null,null,null,null,null,null,null,null,null,null,null,null,null,null,null,null,1,null,null,null,null,null,null,null,null,null,null,null,null,null,null,null,null,null,null,null,null,null,null,null,null,null,null,null,null,null,null,null,null,null,null,null,null,null,null,null,null,null,null,null,null,null,null,null,null,null,null,null,null,null,null,null,null,null,null,null,null,null,null,null,null,null,null,null,null,null,null,null,null,null,null,null,null,null,null,null,null,null,null,null,null,null,null,null,null,null,null,null,null,null,null,null,null,null,null,1]
["FAP22674N5"]
["FAP22709N",null,null,null,null,null,null,null,null,null,null,null,null,null,null,null,null,null,null,null,null,null,null,null,null,null,null,null,null,null,null,null,null,null,null,null,null,null,null,null,null,null,null,null,null,null,null,null,null,null,null,null,null,null,1,null,null,null,null,null,null,null,null,null,null,null,null,null,null,null,null,null,null,null,null,null,null,null,null,null,null,null,null,null,null,null,null,null,null,null,null,null,null,null,null,null,null,null,null,null,null,null,null,null,null,null,null,null,null,null,null,null,null,null,null,null,null,null,null,null,null,null,null,null,null,null,null,null,null,null,null,null,null,null,null,null,null,null,null,null,null,null,null,null,null,null,null,null,null,null,null,null,1,1,null,null,null,null,1]
["FAP22709N5"]
["FAP23160N",null,null,null,null,null,null,null,null,null,null,null,null,null,null,null,null,null,null,null,null,null,null,null,null,null,null,null,null,null,null,null,null,null,null,null,null,null,null,null,null,null,null,null,null,null,null,null,null,null,null,null,null,null,null,null,null,null,null,1,null,null,null,null,null,null,null,null,null,null,null,null,null,null,null,null,null,null,null,null,null,null,null,null,null,null,null,null,null,null,null,null,null,null,null,null,null,null,null,null,null,null,null,null,null,null,null,null,null,null,null,null,null,null,null,null,null,null,null,null,null,null,null,null,null,null,null,null,null,null,null,null,null,null,null,null,null,null,null,null,null,null,null,null,null,null,null,null,null,null,null,null,null,null,null,null,null,null,null,null,null,1]
["FAP23512N",null,null,null,null,null,null,null,null,null,null,null,null,null,null,null,null,null,null,null,null,null,null,null,null,null,null,null,null,null,null,null,null,null,null,null,null,null,null,null,null,null,null,null,null,null,null,null,null,null,null,null,null,null,null,null,null,null,null,null,null,null,null,null,null,null,null,null,null,null,null,null,null,null,null,null,null,null,null,null,null,null,null,null,null,null,null,null,null,null,null,null,null,null,null,null,null,null,null,null,null,null,null,null,null,null,null,null,null,null,null,null,null,null,null,null,null,null,null,null,null,null,null,null,null,null,null,null,null,null,null,null,null,null,null,null,null,null,null,null,null,null,null,null,null,null,null,null,null,null,null,null,null,null,null,null,null,null,null,null,null,null,null,null,null,null,1]
["FAP23519N",null,null,null,null,null,null,null,null,null,null,null,null,null,null,null,null,null,null,null,null,null,null,null,null,null,null,null,null,null,null,null,null,null,null,null,null,null,null,null,null,null,null,null,null,null,null,null,null,null,null,null,null,null,null,null,null,null,null,null,null,null,null,null,null,null,null,null,null,null,null,null,null,null,null,null,null,null,null,null,null,null,null,null,null,null,null,null,null,null,null,null,null,null,null,null,null,null,null,null,null,null,null,null,null,null,null,null,null,null,null,null,null,null,null,null,null,null,null,null,null,null,null,null,null,null,null,null,null,null,null,null,null,null,null,null,null,null,null,null,null,null,null,null,null,null,null,null,null,null,null,null,null,null,null,null,null,null,null,null,null,null,null,null,null,null,null,1]
["FAP23674N",null,null,null,null,null,null,null,null,null,null,null,null,null,null,null,null,null,null,null,null,null,null,null,null,null,null,null,null,null,null,null,null,null,null,null,null,null,null,null,null,null,null,null,null,null,null,null,null,null,null,null,null,null,null,null,null,null,null,null,null,null,null,null,null,1,null,null,null,null,null,null,null,null,null,null,null,null,null,null,null,null,null,null,null,null,null,null,null,null,null,null,null,null,null,null,null,null,null,null,null,null,null,null,null,null,null,null,null,null,null,null,null,null,null,null,null,null,null,null,null,null,null,null,null,null,null,null,null,null,null,null,null,null,null,null,null,null,null,null,null,null,null,null,null,null,null,null,null,null,null,null,null,null,null,null,null,null,null,null,null,null,null,null,null,null,null,null,null,1]
["FAP23703N",null,null,null,null,null,null,null,null,null,null,null,null,null,null,null,null,null,null,null,null,null,null,null,null,null,null,null,null,null,null,null,null,null,null,null,null,null,null,null,null,null,null,null,null,null,null,null,null,null,null,null,null,null,null,null,null,null,null,null,null,null,null,null,null,null,null,null,null,null,null,null,null,null,null,null,null,null,null,null,null,null,null,null,null,null,null,null,null,null,null,null,null,null,null,null,null,null,null,null,null,null,null,null,null,null,null,null,null,null,null,null,null,null,null,null,null,null,null,null,null,null,null,null,null,null,null,null,null,null,null,null,null,null,null,null,null,null,null,null,null,null,null,null,null,null,null,null,null,null,null,null,null,null,null,null,null,null,null,null,null,null,null,null,null,null,null,null,null,null,null,null,1,1]
["FAP23709N"]
["FAP23722N",null,null,null,null,null,null,null,null,null,null,null,null,null,null,null,null,null,null,null,null,null,null,null,null,null,null,null,null,null,null,null,null,null,null,null,null,null,null,null,null,null,null,null,null,null,null,null,null,null,null,null,null,null,null,null,null,null,null,null,null,null,null,1,null,null,null,null,null,null,null,null,null,null,null,null,null,null,null,null,null,null,null,null,null,null,null,null,null,null,null,null,null,null,null,null,null,null,null,null,null,null,null,null,null,null,null,null,null,null,null,null,null,null,null,null,null,null,null,null,null,null,null,null,null,null,null,null,null,null,null,null,null,null,null,null,null,null,null,null,null,null,null,null,null,null,null,null,null,null,null,null,null,null,null,null,null,null,null,null,null,null,null,null,null,1,null,null,null,null,null,null,null,null,1]
["FAP23722N5"]
["FAP25903N",null,null,null,null,null,null,null,null,null,null,null,null,null,null,null,null,null,null,null,null,null,null,null,null,null,null,null,null,null,null,null,null,null,null,null,null,null,null,null,null,null,null,null,null,null,null,null,null,null,null,null,null,null,null,null,null,null,null,null,null,null,null,null,null,null,null,null,null,null,null,null,null,null,null,null,null,null,null,1,null,null,null,null,null,null,null,null,null,null,null,null,null,null,null,null,null,null,null,null,null,null,null,null,null,null,null,null,null,null,null,null,null,null,null,null,null,null,null,null,null,null,null,null,null,null,null,null,null,null,null,null,null,null,null,null,null,null,null,null,null,null,null,null,null,null,null,null,null,null,null,null,null,null,null,null,null,null,null,null,null,null,null,null,null,null,null,null,null,null,null,null,null,null,null,null,null,null,null,null,null,null,null,null,null,null,null,null,null,null,1]
["FAS11N"]
["FAS12N"]
["FAS12PLHN"]
["FAS13N"]
["FAS13PLHN"]
["FAS14N"]
["FAS15N"]
["FAS21N"]
["FAS22N"]
["FAS23N"]
["FAS24N"]
["FAS25N"]
["FAT12130N",null,null,null,null,null,null,1,null,null,null,null,null,null,null,null,null,null,null,null,null,null,null,null,null,null,null,null,null,null,null,null,null,null,null,null,null,null,null,null,null,null,null,null,null,null,null,null,null,null,null,null,null,null,null,null,null,null,null,null,null,null,null,null,null,null,null,null,null,null,null,null,null,null,null,null,null,null,null,null,null,null,null,null,null,null,null,1]
["FAT12230N",null,null,null,null,null,null,null,null,null,1,null,null,null,null,null,null,null,null,null,null,null,null,null,null,null,null,null,null,null,null,null,null,null,null,null,null,null,null,null,null,null,null,null,null,null,null,null,null,null,null,null,null,null,null,null,null,null,null,null,null,null,null,null,null,null,null,null,null,null,null,null,null,null,null,null,null,null,null,null,null,null,null,null,null,null,null,null,null,null,1]
["FAT13150N",null,null,null,null,null,null,null,null,null,null,null,null,null,null,null,null,null,1,null,null,null,null,null,null,null,null,null,null,null,null,null,null,null,null,null,null,null,null,null,null,null,null,null,null,null,null,null,null,null,null,null,null,null,null,null,null,null,null,null,null,null,null,null,null,null,null,null,null,null,null,null,null,null,null,null,null,null,null,null,null,null,null,null,null,null,null,null,null,null,null,null,null,null,null,null,null,null,null,null,null,null,null,null,1]
["FAT13250N",null,null,null,null,null,null,null,null,null,null,null,null,null,null,null,null,null,null,null,1,null,null,null,null,null,null,null,null,null,null,null,null,null,null,null,null,null,null,null,null,null,null,null,null,null,null,null,null,null,null,null,null,null,null,null,null,null,null,null,null,null,null,null,null,null,null,null,null,null,null,null,null,null,null,null,null,null,null,null,null,null,null,null,null,null,null,null,null,null,null,null,null,null,null,null,null,null,null,null,null,null,null,null,null,null,1]
["FAT13512N"]
["FAT13712N",null,null,null,null,null,null,null,null,null,null,null,null,null,null,null,null,null,null,null,null,null,1,null,null,null,null,null,null,null,null,null,null,null,null,null,null,null,null,null,null,null,null,null,null,null,null,null,null,null,null,null,null,null,null,null,null,null,null,null,null,null,null,null,null,null,null,null,null,null,null,null,null,null,null,null,null,null,null,null,null,null,null,null,null,null,null,null,null,null,null,null,null,null,null,null,null,null,null,null,null,null,null,null,null,null,null,null,1]
["FAT13712N5"]
["FAT13722N",null,null,null,null,null,null,null,null,null,null,null,null,null,null,null,null,null,null,null,null,null,null,1,null,null,null,null,null,null,null,null,null,null,null,null,null,null,null,null,null,null,null,null,null,null,null,null,null,null,null,null,null,null,null,null,null,null,null,null,null,null,null,null,null,null,null,null,null,null,null,null,null,null,null,null,null,null,null,null,null,null,null,null,null,null,null,null,null,null,null,null,null,null,null,null,null,null,null,null,null,null,null,null,null,null,null,null,null,1]
["FAT13722N5"]
["FAT15950N",null,null,null,null,null,null,null,null,null,null,null,null,null,null,null,null,null,null,null,null,null,null,null,null,null,null,null,null,null,null,null,null,null,null,null,null,null,null,null,1,null,null,null,null,null,null,null,null,null,null,null,null,null,null,null,null,null,null,null,null,null,null,null,null,null,null,null,null,null,null,null,null,null,null,null,null,null,null,null,null,null,null,null,null,null,null,null,null,null,null,null,null,null,null,null,null,null,null,null,null,null,null,null,null,null,null,null,null,null,null,null,null,null,null,null,null,null,null,null,null,null,null,null,null,null,null,null,null,null,null,null,null,null,null,null,null,1]
["FAT15951N",null,null,null,null,null,null,null,null,null,null,null,null,null,null,null,null,null,null,null,null,null,null,null,null,null,null,null,null,null,null,null,null,null,null,null,null,null,null,null,null,1,null,null,null,null,null,null,null,null,null,null,null,null,null,null,null,null,null,null,null,null,null,null,null,null,null,null,null,null,null,null,null,null,null,null,null,null,null,null,null,null,null,null,null,null,null,null,null,null,null,null,null,null,null,null,null,null,null,null,null,null,null,null,null,null,null,null,null,null,null,null,null,null,null,null,null,null,null,null,null,null,null,null,null,null,null,null,null,null,null,null,null,null,null,null,null,null,1]
["FAT23260N",null,null,null,null,null,null,null,null,null,null,null,null,null,null,null,null,null,null,null,null,null,null,null,null,null,null,null,null,null,null,null,null,null,null,null,null,null,null,null,null,null,null,null,null,null,null,null,null,null,null,null,null,null,null,null,null,null,null,null,null,null,1,null,null,null,null,null,null,null,null,null,null,null,null,null,null,null,null,null,null,null,null,null,null,null,null,null,null,null,null,null,null,null,null,null,null,null,null,null,null,null,null,null,null,null,null,null,null,null,null,null,null,null,null,null,null,null,null,null,null,null,null,null,null,null,null,null,null,null,null,null,null,null,null,null,null,null,null,null,null,null,null,null,null,null,null,null,null,null,null,null,null,null,null,null,null,null,null,null,null,null,null,null,1]
["FC11N",null,null,1,null,null,1,null,null,null,null,2,null,null,null,null,null,2,null,null,null,3,null,null,null,null,null,null,2,null,4,null,null,null,3,null,5,null,null,null,null,null,null,null,null,null,null,null,null,null,null,null,null,null,null,null,null,null,null,null,null,null,null,null,null,null,null,null,null,null,null,null,null,null,null,null,null,null,null,null,null,null,1,null,null,null,null,null,null,null,null,2,null,null,null,null,null,null,null,null,null,null,null,1,null,null,null,3,null,null,null,null,null,null,null,null,null,null,null,null,null,null,1,null,4,null,null,null,null,1,null,5]
["FC11N50"]
["FC12N",null,null,null,null,null,null,null,null,null,null,null,null,null,null,null,null,null,null,null,null,null,null,null,null,null,null,null,null,null,null,null,null,null,null,null,null,null,null,null,null,null,null,null,1,null,null,1,null,null,null,null,null,2,null,null,null,null,2,null,null,3,null,null,null,null,null,2,null,null,4,null,null,null,3,null,5,null,null,null,null,null,null,null,null,null,null,null,null,null,null,null,null,null,null,null,null,null,null,null,null,null,null,null,null,null,null,null,null,null,null,null,null,null,null,null,null,null,null,null,null,null,null,null,null,null,null,null,null,null,null,null,null,null,null,null,null,null,null,null,null,1,null,null,null,null,null,null,null,null,null,2,null,null,null,null,null,null,null,null,1,null,null,3,null,null,null,null,null,null,null,null,null,null,null,null,1,null,null,4,null,null,null,null,1,null,5]
["FC12N50"]
["FC13N"]
["FC13N50"]
["FC1FN"]
["FC1FN50"]
["FC1N",1,1,null,null,null,1,null,null,2,null,null,null,null,null,null,null,1,null,3,null,null,null,null,null,null,null,null,2,4,null,null,null,null,2,5,null,null,null,null,null,null,null,null,null,null,null,null,null,null,null,null,null,null,null,null,null,null,null,null,null,null,null,null,null,null,null,null,null,null,null,null,null,null,null,null,null,null,null,null,1,1,null,null,null,null,2,null,null,2,null,null,null,null,null,null,null,null,null,null,null,null,null,2,null,3,null,null,null,null,null,null,null,null,null,null,null,null,null,null,null,null,3,4,null,null,null,null,null,4,5]
["FC1N50"]
["FC2N",null,null,null,null,null,null,null,null,null,null,null,null,null,null,null,null,null,null,null,null,null,null,null,null,null,null,null,null,null,null,null,null,null,null,null,null,null,null,null,null,null,1,1,null,null,null,1,null,null,2,null,null,null,null,null,null,null,1,null,3,null,null,null,null,null,null,2,null,4,null,null,null,null,2,5,null,null,null,null,null,null,null,null,null,null,null,null,null,null,null,null,null,null,null,null,null,null,null,null,null,null,null,null,null,null,null,null,null,null,null,null,null,null,null,null,null,null,null,null,null,null,null,null,null,null,null,null,null,null,null,null,null,null,null,null,null,null,null,1,1,null,null,null,null,2,null,null,2,null,null,null,null,null,null,null,null,null,null,null,2,null,3,null,null,null,null,null,null,null,null,null,null,null,null,null,3,null,4,null,null,null,null,null,4,5]
["FC2N50"]
["FC3N"]
["FC3N50"]
["FGA71N100"]
["FGA71N2",null,null,null,null,null,null,null,null,null,null,null,null,null,null,null,null,null,null,null,null,null,null,null,null,null,null,null,null,null,null,null,null,null,null,null,null,null,null,null,null,null,null,null,null,null,null,null,null,null,null,null,null,null,null,null,null,null,null,null,null,null,null,null,null,null,null,null,null,null,null,null,null,null,null,null,null,null,null,null,null,1,null,null,null,null,null,null,null,2,null,null,null,null,null,null,null,null,null,null,null,null,null,null,null,3,null,null,null,null,null,null,null,null,null,null,null,null,null,null,null,null,null,4,null,null,null,null,null,null,5,null,null,null,null,null,null,null,null,null,1,null,null,null,null,null,null,null,2,null,null,null,null,null,null,null,null,null,null,null,null,null,3,null,null,null,null,null,null,null,null,null,null,null,null,null,null,null,4,null,null,null,null,null,null,5]
["FGE72"]
["FIP1N100"]
["FIP1N2",1,null,null,null,null,2,null,null,null,null,null,null,null,null,null,null,3,null,null,null,null,null,null,null,null,null,null,4,null,null,null,null,null,5,null,null,null,null,null,null,null,1,null,null,null,null,2,null,null,null,null,null,null,null,null,null,null,3,null,null,null,null,null,null,null,null,4,null,null,null,null,null,null,5,null,null,null,null,null,1,null,null,null,null,null,2,null,null,null,null,null,null,null,null,null,null,null,null,null,null,null,null,3,null,null,null,null,null,null,null,null,null,null,null,null,null,null,null,null,null,null,4,null,null,null,null,null,null,5,null,null,null,null,null,null,null,null,null,1,null,null,null,null,null,2,null,null,null,null,null,null,null,null,null,null,null,null,null,null,3,null,null,null,null,null,null,null,null,null,null,null,null,null,null,null,4,null,null,null,null,null,null,null,5]
["FKH15"]
["FKH15N10"]
["FKH40N10"]
["FKH40N100"]
["FKH60N10"]
["FKH60N100"]
["FKS11N"]
["FKS12N"]
["FKS13N"]
["FKS1N"]
["FKS2N"]
["FKS3N"]
["FKS4N"]
["FKS5N"]
["FKT21"]
["FM11N",null,null,null,1,null,null,null,null,null,null,null,null,null,null,null,null,null,null,null,null,null,null,null,null,null,null,null,null,null,null,null,null,null,null,null,null,null,null,null,null,null,null,null,null,null,null,null,null,null,null,null,null,null,null,null,null,null,null,null,null,null,null,null,null,null,null,null,null,null,null,null,null,null,null,null,null,null,null,null,null,null,null,1]
["FM12N",null,null,null,null,null,null,null,null,null,null,null,null,1,null,null,null,null,null,null,null,null,null,null,null,null,null,null,null,null,null,null,null,null,null,null,null,null,null,null,null,null,null,null,null,null,null,null,null,null,null,null,null,null,null,null,null,null,null,null,null,null,null,null,null,null,null,null,null,null,null,null,null,null,null,null,null,null,null,null,null,null,null,null,null,null,null,null,null,null,null,null,null,null,1]
["FM12N5"]
["FM13N",null,null,null,null,null,null,null,null,null,null,null,null,null,null,null,null,null,null,null,null,null,null,null,1,null,null,null,null,null,null,null,null,null,null,null,null,null,null,null,null,null,null,null,null,null,null,null,null,null,null,null,null,null,null,null,null,null,null,null,null,null,null,null,null,null,null,null,null,null,null,null,null,null,null,null,null,null,null,null,null,null,null,null,null,null,null,null,null,null,null,null,null,null,null,null,null,null,null,null,null,null,null,null,null,null,null,null,null,null,null,1]
["FM13N5"]
["FM14N",null,null,null,null,null,null,null,null,null,null,null,null,null,null,null,null,null,null,null,null,null,null,null,null,null,null,null,null,null,null,1,null,null,null,null,null,null,null,null,null,null,null,null,null,null,null,null,null,null,null,null,null,null,null,null,null,null,null,null,null,null,null,null,null,null,null,null,null,null,null,null,null,null,null,null,null,null,null,null,null,null,null,null,null,null,null,null,null,null,null,null,null,null,null,null,null,null,null,null,null,null,null,null,null,null,null,null,null,null,null,null,null,null,null,null,null,null,null,null,null,null,null,null,null,1]
["FM14N5"]
["FM15N",null,null,null,null,null,null,null,null,null,null,null,null,null,null,null,null,null,null,null,null,null,null,null,null,null,null,null,null,null,null,null,null,null,null,null,null,1,null,null,null,null,null,null,null,null,null,null,null,null,null,null,null,null,null,null,null,null,null,null,null,null,null,null,null,null,null,null,null,null,null,null,null,null,null,null,null,null,null,null,null,null,null,null,null,null,null,null,null,null,null,null,null,null,null,null,null,null,null,null,null,null,null,null,null,null,null,null,null,null,null,null,null,null,null,null,null,null,null,null,null,null,null,null,null,null,null,null,null,null,null,null,1]
["FM15N5"]
["FM21N",null,null,null,null,null,null,null,null,null,null,null,null,null,null,null,null,null,null,null,null,null,null,null,null,null,null,null,null,null,null,null,null,null,null,null,null,null,null,null,null,null,null,null,null,1,null,null,null,null,null,null,null,null,null,null,null,null,null,null,null,null,null,null,null,null,null,null,null,null,null,null,null,null,null,null,null,null,null,null,null,null,null,null,null,null,null,null,null,null,null,null,null,null,null,null,null,null,null,null,null,null,null,null,null,null,null,null,null,null,null,null,null,null,null,null,null,null,null,null,null,null,null,null,null,null,null,null,null,null,null,null,null,null,null,null,null,null,null,null,null,null,1]
["FM22N",null,null,null,null,null,null,null,null,null,null,null,null,null,null,null,null,null,null,null,null,null,null,null,null,null,null,null,null,null,null,null,null,null,null,null,null,null,null,null,null,null,null,null,null,null,null,null,null,null,null,null,null,null,null,1,null,null,null,null,null,null,null,null,null,null,null,null,null,null,null,null,null,null,null,null,null,null,null,null,null,null,null,null,null,null,null,null,null,null,null,null,null,null,null,null,null,null,null,null,null,null,null,null,null,null,null,null,null,null,null,null,null,null,null,null,null,null,null,null,null,null,null,null,null,null,null,null,null,null,null,null,null,null,null,null,null,null,null,null,null,null,null,null,null,null,null,null,null,null,null,null,null,null,1]
["FM22N5"]
["FM23N",null,null,null,null,null,null,null,null,null,null,null,null,null,null,null,null,null,null,null,null,null,null,null,null,null,null,null,null,null,null,null,null,null,null,null,null,null,null,null,null,null,null,null,null,null,null,null,null,null,null,null,null,null,null,null,null,null,null,null,null,null,null,null,1,null,null,null,null,null,null,null,null,null,null,null,null,null,null,null,null,null,null,null,null,null,null,null,null,null,null,null,null,null,null,null,null,null,null,null,null,null,null,null,null,null,null,null,null,null,null,null,null,null,null,null,null,null,null,null,null,null,null,null,null,null,null,null,null,null,null,null,null,null,null,null,null,null,null,null,null,null,null,null,null,null,null,null,null,null,null,null,null,null,null,null,null,null,null,null,null,null,null,null,null,null,null,null,1]
["FM23N5"]
["FM24N",null,null,null,null,null,null,null,null,null,null,null,null,null,null,null,null,null,null,null,null,null,null,null,null,null,null,null,null,null,null,null,null,null,null,null,null,null,null,null,null,null,null,null,null,null,null,null,null,null,null,null,null,null,null,null,null,null,null,null,null,null,null,null,null,null,null,null,null,null,null,null,1,null,null,null,null,null,null,null,null,null,null,null,null,null,null,null,null,null,null,null,null,null,null,null,null,null,null,null,null,null,null,null,null,null,null,null,null,null,null,null,null,null,null,null,null,null,null,null,null,null,null,null,null,null,null,null,null,null,null,null,null,null,null,null,null,null,null,null,null,null,null,null,null,null,null,null,null,null,null,null,null,null,null,null,null,null,null,null,null,null,null,null,null,null,null,null,null,null,null,null,null,null,null,null,null,null,null,null,null,1]
["FM24N5"]
["FM25N",null,null,null,null,null,null,null,null,null,null,null,null,null,null,null,null,null,null,null,null,null,null,null,null,null,null,null,null,null,null,null,null,null,null,null,null,null,null,null,null,null,null,null,null,null,null,null,null,null,null,null,null,null,null,null,null,null,null,null,null,null,null,null,null,null,null,null,null,null,null,null,null,null,null,null,null,1,null,null,null,null,null,null,null,null,null,null,null,null,null,null,null,null,null,null,null,null,null,null,null,null,null,null,null,null,null,null,null,null,null,null,null,null,null,null,null,null,null,null,null,null,null,null,null,null,null,null,null,null,null,null,null,null,null,null,null,null,null,null,null,null,null,null,null,null,null,null,null,null,null,null,null,null,null,null,null,null,null,null,null,null,null,null,null,null,null,null,null,null,null,null,null,null,null,null,null,null,null,null,null,null,null,null,null,null,null,1]
["FM25N5"]
["FMA11N"]
["FMA12N"]
["FMA13N"]
["FMA14N"]
["FMA15N"]
["FMA21N"]
["FMA22N"]
["FMA23N"]
["FMA24N"]
["FMA25N"]
["FMSK11N",null,null,null,null,null,null,null,null,null,null,null,null,null,null,null,null,null,null,null,null,null,null,null,null,null,null,null,null,null,null,null,null,null,null,null,null,null,null,null,null,null,null,null,null,null,null,null,null,null,null,null,null,null,null,null,null,null,null,null,null,null,null,null,null,null,null,null,null,null,null,null,null,null,null,null,null,null,null,null,null,null,null,null,1]
["FMSK11N10"]
["FMSK12FN",null,null,null,null,null,null,null,null,null,null,null,null,null,null,null,null,null,null,null,null,null,null,null,null,null,null,null,null,null,null,null,null,null,null,null,null,null,null,null,null,null,null,null,null,null,null,null,null,null,null,null,null,null,null,null,null,null,null,null,null,null,null,null,null,null,null,null,null,null,null,null,null,null,null,null,null,null,null,null,null,null,null,null,null,null,null,null,null,null,null,null,null,null,null,null,null,1,null,null,null,null,null,null,null,null,null,null,null,null,null,null,null,null,null,null,null,null,null,null,null,null,null,null,null,null,2,null,null,null,null,null,null,1]
["FMSK12FN10"]
["FMSK13FN",null,null,null,null,null,null,null,null,null,null,null,null,null,null,null,null,null,null,null,null,null,null,null,null,null,null,null,null,null,null,null,null,null,null,null,null,null,null,null,null,null,null,null,null,null,null,null,null,null,null,null,null,null,null,null,null,null,null,null,null,null,null,null,null,null,null,null,null,null,null,null,null,null,null,null,null,null,null,null,null,null,null,null,null,null,null,null,null,null,null,null,null,null,null,null,null,null,null,null,null,null,null,null,null,null,null,null,null,null,null,null,null,1,null,null,null,null,null,null,null,null,null,null,null,null,null,null,null,null,null,null,null,1]
["FMSK13FN10"]
["FMSK21N",null,null,null,null,null,null,null,null,null,null,null,null,null,null,null,null,null,null,null,null,null,null,null,null,null,null,null,null,null,null,null,null,null,null,null,null,null,null,null,null,null,null,null,null,null,null,null,null,null,null,null,null,null,null,null,null,null,null,null,null,null,null,null,null,null,null,null,null,null,null,null,null,null,null,null,null,null,null,null,null,null,null,null,null,null,null,null,null,null,null,null,null,null,null,null,null,null,null,null,null,null,null,null,null,null,null,null,null,null,null,null,null,null,null,null,null,null,null,null,null,null,null,null,null,null,null,null,null,null,null,null,null,null,null,null,null,null,null,null,null,null,null,1]
["FMSK21N10"]
["FMSK22FN",null,null,null,null,null,null,null,null,null,null,null,null,null,null,null,null,null,null,null,null,null,null,null,null,null,null,null,null,null,null,null,null,null,null,null,null,null,null,null,null,null,null,null,null,null,null,null,null,null,null,null,null,null,null,null,null,null,null,null,null,null,null,null,null,null,null,null,null,null,null,null,null,null,null,null,null,null,null,null,null,null,null,null,null,null,null,null,null,null,null,null,null,null,null,null,null,null,null,null,null,null,null,null,null,null,null,null,null,null,null,null,null,null,null,null,null,null,null,null,null,null,null,null,null,null,null,null,null,null,null,null,null,null,null,null,null,null,null,null,null,null,null,null,null,null,null,null,null,null,null,null,null,null,null,null,1,null,null,null,null,null,null,null,null,null,null,null,null,null,null,null,null,null,null,null,null,null,null,null,null,null,2,null,null,null,null,null,1]
["FMSK23FN",null,null,null,null,null,null,null,null,null,null,null,null,null,null,null,null,null,null,null,null,null,null,null,null,null,null,null,null,null,null,null,null,null,null,null,null,null,null,null,null,null,null,null,null,null,null,null,null,null,null,null,null,null,null,null,null,null,null,null,null,null,null,null,null,null,null,null,null,null,null,null,null,null,null,null,null,null,null,null,null,null,null,null,null,null,null,null,null,null,null,null,null,null,null,null,null,null,null,null,null,null,null,null,null,null,null,null,null,null,null,null,null,null,null,null,null,null,null,null,null,null,null,null,null,null,null,null,null,null,null,null,null,null,null,null,null,null,null,null,null,null,null,null,null,null,null,null,null,null,null,null,null,null,null,null,null,null,null,null,null,null,null,null,null,null,null,null,null,null,1,null,null,null,null,null,null,null,null,null,null,null,null,null,null,null,null,null,1]
["FMSK50B"]
["FMT12130FN",null,null,null,null,null,null,1,null,null,1]
["FMT12130FN5"]
["FMT12130N",null,null,null,null,null,null,null,null,null,null,null,null,null,null,null,null,null,null,null,null,null,null,null,null,null,null,null,null,null,null,null,null,null,null,null,null,null,null,null,null,null,null,null,null,null,null,null,null,null,null,null,null,null,null,null,null,null,null,null,null,null,null,null,null,null,null,null,null,null,null,null,null,null,null,null,null,null,null,null,null,null,null,null,null,null,null,1,null,null,1]
["FMT12130N5"]
["FMT12309FN",null,null,null,null,null,null,null,null,null,null,null,1]
["FMT12309N",null,null,null,null,null,null,null,null,null,null,null,null,null,null,null,null,null,null,null,null,null,null,null,null,null,null,null,null,null,null,null,null,null,null,null,null,null,null,null,null,null,null,null,null,null,null,null,null,null,null,null,null,null,null,null,null,null,null,null,null,null,null,null,null,null,null,null,null,null,null,null,null,null,null,null,null,null,null,null,null,null,null,null,null,null,null,null,null,null,null,null,1]
["FMT13150FN",null,null,null,null,null,null,null,null,null,null,null,null,null,null,null,null,null,1,null,1,null,null,null,null,null,null,null,null,null,null,null,null,null,null,null,null,null,null,null,1,1]
["FMT13150FN5"]
["FMT13150N",null,null,null,null,null,null,null,null,null,null,null,null,null,null,null,null,null,null,null,null,null,null,null,null,null,null,null,null,null,null,null,null,null,null,null,null,null,null,null,null,null,null,null,null,null,null,null,null,null,null,null,null,null,null,null,null,null,null,null,null,null,null,null,null,null,null,null,null,null,null,null,null,null,null,null,null,null,null,null,null,null,null,null,null,null,null,null,null,null,null,null,null,null,null,null,null,null,null,null,null,null,null,null,1,null,1,null,null,null,null,null,null,null,null,null,null,null,null,null,null,null,null,null,null,null,null,null,null,null,null,null,null,null,null,null,null,1,1]
["FMT13150N5"]
["FMT13322FN",null,null,null,null,null,null,null,null,null,null,null,null,null,null,null,null,null,null,null,null,null,1,1]
["FMT13322N",null,null,null,null,null,null,null,null,null,null,null,null,null,null,null,null,null,null,null,null,null,null,null,null,null,null,null,null,null,null,null,null,null,null,null,null,null,null,null,null,null,null,null,null,null,null,null,null,null,null,null,null,null,null,null,null,null,null,null,null,null,null,null,null,null,null,null,null,null,null,null,null,null,null,null,null,null,null,null,null,null,null,null,null,null,null,null,null,null,null,null,null,null,null,null,null,null,null,null,null,null,null,null,null,null,null,null,1,1]
["FMT13322N5"]
["FMT22309FN",null,null,null,null,null,null,null,null,null,null,null,null,null,null,null,null,null,null,null,null,null,null,null,null,null,null,null,null,null,null,null,null,null,null,null,null,null,null,null,null,null,null,null,null,null,null,null,null,null,null,null,null,null,1]
["FMT22309N",null,null,null,null,null,null,null,null,null,null,null,null,null,null,null,null,null,null,null,null,null,null,null,null,null,null,null,null,null,null,null,null,null,null,null,null,null,null,null,null,null,null,null,null,null,null,null,null,null,null,null,null,null,null,null,null,null,null,null,null,null,null,null,null,null,null,null,null,null,null,null,null,null,null,null,null,null,null,null,null,null,null,null,null,null,null,null,null,null,null,null,null,null,null,null,null,null,null,null,null,null,null,null,null,null,null,null,null,null,null,null,null,null,null,null,null,null,null,null,null,null,null,null,null,null,null,null,null,null,null,null,null,null,null,null,null,null,null,null,null,null,null,null,null,null,null,null,null,null,null,null,1]
["FMT23160FN",null,null,null,null,null,null,null,null,null,null,null,null,null,null,null,null,null,null,null,null,null,null,null,null,null,null,null,null,null,null,null,null,null,null,null,null,null,null,null,null,null,null,null,null,null,null,null,null,null,null,null,null,null,null,null,null,null,null,1,null,null,1]
["FMT23160N",null,null,null,null,null,null,null,null,null,null,null,null,null,null,null,null,null,null,null,null,null,null,null,null,null,null,null,null,null,null,null,null,null,null,null,null,null,null,null,null,null,null,null,null,null,null,null,null,null,null,null,null,null,null,null,null,null,null,null,null,null,null,null,null,null,null,null,null,null,null,null,null,null,null,null,null,null,null,null,null,null,null,null,null,null,null,null,null,null,null,null,null,null,null,null,null,null,null,null,null,null,null,null,null,null,null,null,null,null,null,null,null,null,null,null,null,null,null,null,null,null,null,null,null,null,null,null,null,null,null,null,null,null,null,null,null,null,null,null,null,null,null,null,null,null,null,null,null,null,null,null,null,null,null,null,null,null,null,null,null,1,null,null,1]
["FMT23322FN",null,null,null,null,null,null,null,null,null,null,null,null,null,null,null,null,null,null,null,null,null,null,null,null,null,null,null,null,null,null,null,null,null,null,null,null,null,null,null,null,null,null,null,null,null,null,null,null,null,null,null,null,null,null,null,null,null,null,null,null,null,null,1]
["FMT23322N",null,null,null,null,null,null,null,null,null,null,null,null,null,null,null,null,null,null,null,null,null,null,null,null,null,null,null,null,null,null,null,null,null,null,null,null,null,null,null,null,null,null,null,null,null,null,null,null,null,null,null,null,null,null,null,null,null,null,null,null,null,null,null,null,null,null,null,null,null,null,null,null,null,null,null,null,null,null,null,null,null,null,null,null,null,null,null,null,null,null,null,null,null,null,null,null,null,null,null,null,null,null,null,null,null,null,null,null,null,null,null,null,null,null,null,null,null,null,null,null,null,null,null,null,null,null,null,null,null,null,null,null,null,null,null,null,null,null,null,null,null,null,null,null,null,null,null,null,null,null,null,null,null,null,null,null,null,null,null,null,null,null,null,null,1]
["FSK187"]
["FSK188"]
["FSK188N"]
["FSK190"]
["FSK300N",null,null,null,null,null,null,null,null,null,null,null,null,null,null,null,null,null,null,null,null,null,null,null,null,null,null,null,null,null,null,null,null,null,null,null,null,null,null,null,null,null,null,null,null,null,null,null,null,null,null,null,null,null,null,null,null,null,null,null,null,null,null,null,null,null,null,null,null,null,null,null,null,null,null,null,null,null,null,null,null,null,null,null,null,null,null,null,null,null,null,null,null,null,null,null,null,null,null,null,null,null,null,null,null,null,null,null,null,null,null,null,null,null,null,null,null,null,null,null,null,null,null,null,null,null,null,null,null,null,null,null,null,null,null,null,null,null,null,null,null,null,null,null,null,null,null,null,null,null,null,null,null,null,null,null,null,null,null,null,null,null,null,null,null,null,null,null,null,null,null,null,null,null,null,null,null,null,null,null,null,null,null,null,null,null,null,null,null,null,null,null,null,null,null,null,null,null,null,null,null,null,null,null,null,null,null,null,null,null,null,null,null,null,null,null,null,null,null,null,null,null,null,null,null,null,null,null,null,null,null,null,null,null,null,null,null,null,null,null,null,null,null,null,null,null,null,null,null,null,null,null,null,null,null,null,null,null,null,null,null,2,null,null,null,null,null,null,null,3,null,null,null,null,null,null,4,null,null,null,null,null,null,null,null,null,null,null,null,null,null,null,null,2,2,null,null,null,null,null,null,null,null,null,null,null,null,null,null,null,null,null,2,2,null,null,null,null,null,null,null,null,null,null,null,null,null,null,null,null,null,3,3,null,null,null,null,null,null,null,null,null,null,null,null,null,null,null,null,null,null,3,3,null,null,null,null,null,null,null,null,null,null,null,null,null,null,null,null,4,4,null,2,null,3,null,4,null,null,null,2,2,2,2,null,null,null,null,null,null,2,2,2,2,null,null,null,null,3,3,3,null,3,null,null,null,null,3,3,3,3,null,null,null,null,4,4,4,4]
["FSK300N4"]
["FSK300N40"]
["FSK400N",null,null,null,null,null,null,null,null,null,null,null,null,null,null,null,null,null,null,null,null,null,null,null,null,null,null,null,null,null,null,null,null,null,null,null,null,null,null,null,null,null,null,null,null,null,null,null,null,null,null,null,null,null,null,null,null,null,null,null,null,null,null,null,null,null,null,null,null,null,null,null,null,null,null,null,null,null,null,null,null,null,null,null,null,null,null,null,null,null,null,null,null,null,null,null,null,null,null,null,null,null,null,null,null,null,null,null,null,null,null,null,null,null,null,null,null,null,null,null,null,null,null,null,null,null,null,null,null,null,null,null,null,null,null,null,null,null,null,null,null,null,null,null,null,null,null,null,null,null,null,null,null,null,null,null,null,null,null,null,null,null,null,null,null,null,null,null,null,null,null,null,null,null,null,null,null,null,null,null,null,null,null,null,null,null,null,null,null,null,null,null,null,null,2,null,null,null,3,null,null,null,4,null,null,null,null,null,null,null,null,null,2,2,null,null,null,null,null,null,null,null,2,2,null,null,null,null,null,null,null,null,3,3,null,null,null,null,null,null,null,null,3,3,null,null,null,null,null,null,null,null,4,4]
["FSK400N10"]
["FSK401N",null,null,null,null,null,null,null,null,null,null,null,null,null,null,null,null,null,null,null,null,null,null,null,null,null,null,null,null,null,null,null,null,null,null,null,null,null,null,null,null,null,null,null,null,null,null,null,null,null,null,null,null,null,null,null,null,null,null,null,null,null,null,null,null,null,null,null,null,null,null,null,null,null,null,null,null,null,null,null,null,null,null,null,null,null,null,null,null,null,null,null,null,null,null,null,null,null,null,null,null,null,null,null,null,null,null,null,null,null,null,null,null,null,null,null,null,null,null,null,null,null,null,null,null,null,null,null,null,null,null,null,null,null,null,null,null,null,null,null,null,null,null,null,null,null,null,null,null,null,null,null,null,null,null,null,null,null,null,null,null,null,null,null,null,null,null,null,null,null,null,null,null,null,null,null,null,null,null,null,null,null,null,null,null,null,null,null,null,null,null,null,null,null,null,null,null,null,null,null,null,null,null,null,null,null,null,null,null,null,null,null,null,null,null,null,null,null,null,null,null,null,null,null,null,null,null,null,null,null,null,null,null,null,null,null,null,null,null,null,null,null,null,null,null,null,null,null,null,null,null,null,null,null,null,null,null,null,null,null,null,null,null,null,null,null,null,null,null,null,null,null,null,null,null,null,null,null,null,null,null,null,null,null,null,null,null,null,null,null,null,null,null,null,null,null,null,null,null,null,null,null,null,null,null,null,null,null,null,null,null,null,null,null,null,null,null,null,null,null,null,null,null,null,null,null,null,null,null,null,null,null,null,null,null,null,null,null,null,null,null,null,null,null,null,null,null,null,null,null,null,null,null,null,null,null,null,null,null,null,null,null,null,null,null,null,null,null,null,null,null,null,null,2,null,3,null,4,null,null,null,null,null,null,2,2,1,1,null,null,null,null,null,null,2,2,1,1,null,null,null,null,null,3,3,2,2,null,null,null,null,3,3,2,2,null,null,null,null,4,4,2,2]
["FSK401N10"]
["FSK600N",null,null,null,null,null,null,null,null,null,null,null,null,null,null,null,null,null,null,null,null,null,null,null,null,null,null,null,null,null,null,null,null,null,null,null,null,null,null,null,null,null,null,null,null,null,null,null,null,null,null,null,null,null,null,null,null,null,null,null,null,null,null,null,null,null,null,null,null,null,null,null,null,null,null,null,null,null,null,null,null,null,null,null,null,null,null,null,null,null,null,null,null,null,null,null,null,null,null,null,null,null,null,null,null,null,null,null,null,null,null,null,null,null,null,null,null,null,null,null,null,null,null,null,null,null,null,null,null,null,null,null,null,null,null,null,null,null,null,null,null,null,null,null,null,null,null,null,null,null,null,null,null,null,null,null,null,null,null,null,null,null,null,null,null,null,null,null,null,null,null,null,null,null,null,null,null,null,null,null,null,null,null,null,null,null,null,null,null,null,null,null,null,null,null,null,null,null,null,null,null,null,null,null,null,null,null,null,null,null,null,null,null,null,null,null,null,null,null,null,null,null,null,null,null,null,null,null,null,null,null,null,null,null,null,null,null,null,null,null,null,null,null,null,null,null,null,null,null,null,null,null,null,null,null,null,2,null,2,null,null,null,null,null,3,null,3,null,null,null,null,4,null,4,null,null,null,null,null,2,2,2,null,null,null,2,2,2,null,null,null,null,null,null,null,null,null,2,2,2,null,null,null,null,2,2,2,null,null,null,null,null,null,null,null,null,3,3,3,null,null,null,3,3,3,null,null,null,null,null,null,null,null,null,null,3,3,3,null,null,null,null,3,3,3,null,null,null,null,null,null,null,null,null,null,4,4,4,null,null,null,4,4,4]
["FSK600N20"]
["FSK695N"]
["FSK695N10"]
["FSK903FN",null,null,null,null,null,null,null,null,null,null,null,null,null,null,null,null,null,null,null,null,null,null,null,null,null,null,null,null,null,null,null,null,null,null,null,null,null,null,null,null,null,null,null,null,null,null,null,null,null,null,null,null,null,null,null,null,null,null,null,null,null,null,null,null,null,null,null,null,null,null,null,null,null,null,null,null,null,null,null,null,null,null,null,null,null,null,null,null,null,null,null,null,null,null,null,null,null,null,null,null,null,null,null,null,null,null,null,null,null,null,null,null,null,null,null,null,null,null,null,null,null,null,null,null,null,null,null,null,null,null,null,null,null,null,null,null,null,null,null,null,null,null,null,null,null,null,null,null,null,null,null,null,null,null,null,null,null,null,null,null,null,null,null,null,null,null,null,null,null,null,null,null,null,null,null,null,null,null,null,null,null,null,null,null,null,null,null,null,null,null,null,null,2,3,null,null,3,6,null,null,4,7,null,null,null,null,null,null,null,2,2,3,3,null,null,null,null,null,null,2,2,3,3,null,null,null,null,null,null,3,3,6,6,null,null,null,null,null,null,3,3,6,6,null,null,null,null,null,null,4,4,7,7]
["FSK903FN20"]
["FSK903TN",null,null,null,null,null,null,null,null,null,null,null,null,null,null,null,null,null,null,null,null,null,null,null,null,null,null,null,null,null,null,null,null,null,null,null,null,null,null,null,null,null,null,null,null,null,null,null,null,null,null,null,null,null,null,null,null,null,null,null,null,null,null,null,null,null,null,null,null,null,null,null,null,null,null,null,null,null,null,null,null,null,null,null,null,null,null,null,null,null,null,null,null,null,null,null,null,null,null,null,null,null,null,null,null,null,null,null,null,null,null,null,null,null,null,null,null,null,null,null,null,null,null,null,null,null,null,null,null,null,null,null,null,null,null,null,null,null,null,null,null,null,null,null,null,null,null,null,null,null,null,null,null,null,null,null,null,null,null,null,null,null,null,null,null,null,null,null,null,null,null,null,null,null,null,null,null,null,null,null,null,null,null,null,null,null,null,null,null,null,null,null,null,null,null,null,null,null,null,null,null,null,null,null,null,null,null,null,null,null,null,null,null,null,null,null,null,null,null,null,null,null,null,null,null,null,null,null,null,null,null,null,null,null,null,null,null,null,null,null,null,null,null,null,null,null,null,null,null,null,null,null,null,null,null,null,null,null,null,null,2,3,null,null,null,null,null,null,4,5,null,null,null,null,null,4,6,null,null,null,null,null,null,null,null,null,null,null,null,null,null,2,2,3,3,null,null,null,null,null,null,null,null,null,null,null,null,null,null,null,2,2,3,3,null,null,null,null,null,null,null,null,null,null,null,null,null,null,4,4,null,5,5,null,null,null,null,null,null,null,null,null,null,null,null,null,null,null,4,null,4,5,5,null,null,null,null,null,null,null,null,null,null,null,null,null,null,4,4,6,6]
["FSK903TN20"]
["FST601N",null,null,null,null,null,null,null,null,null,null,null,null,null,null,null,null,null,null,null,null,null,null,null,null,null,null,null,null,null,null,null,null,null,null,null,null,null,null,null,null,null,null,null,null,null,null,null,null,null,null,null,null,null,null,null,null,null,null,null,null,null,null,null,null,null,null,null,null,null,null,null,null,null,null,null,null,null,null,null,null,null,null,null,null,null,null,null,null,null,null,null,null,null,null,null,null,null,null,null,null,null,null,null,null,null,null,null,null,null,null,null,null,null,null,null,null,null,null,null,null,null,null,null,null,null,null,null,null,null,null,null,null,null,null,null,null,null,null,null,null,null,null,null,null,null,null,null,null,null,null,null,null,null,null,null,null,null,null,null,null,null,null,null,null,null,null,null,null,null,null,null,null,null,null,null,null,null,null,null,null,null,null,null,null,null,null,null,null,null,null,null,4,null,2,null,6,null,3,null,8,null,4,null,null,null,4,4,4,4,null,null,2,2,null,null,null,4,4,4,null,null,2,2,null,null,null,6,6,6,null,null,3,3,null,null,null,6,6,6,null,null,3,3,null,null,null,8,8,8,null,null,4,4,null,null,null,null,4,4,null,2,null,null,null,null,6,6,null,3,null,null,null,8,8,null,4,null,null,null,null,null,null,null,null,4,4,4,4,4,4,null,null,2,2,null,null,null,null,null,null,null,null,null,4,4,4,4,4,4,null,null,2,2,null,null,null,null,null,null,null,null,6,6,6,6,6,6,null,null,null,3,3,null,null,null,null,null,null,null,null,null,6,6,6,6,6,6,null,null,null,3,3,null,null,null,null,null,null,null,null,8,8,8,8,8,8,null,null,4,4,2,2,2,3,3,4,4,2,2,2,2,2,2,2,2,2,2,2,2,2,2,2,2,2,2,2,2,3,3,3,null,3,3,3,3,3,3,3,3,3,3,3,3,3,4,4,4,4,4,4,4,4]
["FST601N20"]
["FST603N",null,null,null,null,null,null,null,null,null,null,null,null,null,null,null,null,null,null,null,null,null,null,null,null,null,null,null,null,null,null,null,null,null,null,null,null,null,null,null,null,null,null,null,null,null,null,null,null,null,null,null,null,null,null,null,null,null,null,null,null,null,null,null,null,null,null,null,null,null,null,null,null,null,null,null,null,null,null,null,null,null,null,null,null,null,null,null,null,null,null,null,null,null,null,null,null,null,null,null,null,null,null,null,null,null,null,null,null,null,null,null,null,null,null,null,null,null,null,null,null,null,null,null,null,null,null,null,null,null,null,null,null,null,null,null,null,null,null,null,null,null,null,null,null,null,null,null,null,null,null,null,null,null,null,null,null,null,null,null,null,null,null,null,null,null,null,null,null,null,null,null,null,null,null,null,null,null,null,null,null,null,null,null,null,null,null,null,null,null,null,2,2,null,null,3,3,null,null,4,4,null,null,2,2,2,2,2,2,2,null,null,null,null,2,2,2,2,2,2,null,null,null,null,3,3,3,3,3,3,null,null,null,null,3,3,3,3,3,3,null,null,null,null,4,4,4,4,4,4,null,null,null,null,null,null,2,null,2,null,null,null,null,null,3,null,3,null,null,null,null,4,null,4,null,null,null,null,null,2,2,2,null,null,null,2,2,2,null,null,null,null,null,null,null,null,null,2,2,2,null,null,null,null,2,2,2,null,null,null,null,null,null,null,null,null,3,3,3,null,null,null,3,3,3,null,null,null,null,null,null,null,null,null,null,3,3,3,null,null,null,null,3,3,3,null,null,null,null,null,null,null,null,null,null,4,4,4,null,null,null,4,4,4]
["FST603N10"]
["FST703N",null,null,null,null,null,null,null,null,null,null,null,null,null,null,null,null,null,null,null,null,null,null,null,null,null,null,null,null,null,null,null,null,null,null,null,null,null,null,null,null,null,null,null,null,null,null,null,null,null,null,null,null,null,null,null,null,null,null,null,null,null,null,null,null,null,null,null,null,null,null,null,null,null,null,null,null,null,null,null,null,null,null,null,null,null,null,null,null,null,null,null,null,null,null,null,null,null,null,null,null,null,null,null,null,null,null,null,null,null,null,null,null,null,null,null,null,null,null,null,null,null,null,null,null,null,null,null,null,null,null,null,null,null,null,null,null,null,null,null,null,null,null,null,null,null,null,null,null,null,null,null,null,null,null,null,null,null,null,null,null,null,null,null,null,null,null,null,null,null,null,null,null,null,null,null,null,null,null,null,null,null,null,null,null,null,null,null,null,null,null,null,null,null,null,null,null,null,null,null,null,null,null,null,null,null,null,null,null,null,null,null,null,null,null,null,null,null,null,null,null,null,null,null,null,null,null,null,null,null,null,null,null,null,null,null,null,null,null,null,null,null,null,null,null,null,null,null,null,null,null,null,null,null,null,null,null,2,null,2,null,null,null,null,null,3,null,3,null,null,null,null,4,null,4,null,null,null,null,null,null,null,2,2,2,null,null,null,2,2,2,null,null,null,null,null,null,null,null,null,null,2,2,2,null,null,null,2,2,2,null,null,null,null,null,null,null,null,null,3,3,3,null,null,null,3,3,3,null,null,null,null,null,null,null,null,null,null,3,3,null,3,null,null,null,3,3,3,null,null,null,null,null,null,null,null,null,null,4,4,4,null,null,null,4,4,4]
["FST703N10"]
["FST901N",null,null,null,null,null,null,null,null,null,null,null,null,null,null,null,null,null,null,null,null,null,null,null,null,null,null,null,null,null,null,null,null,null,null,null,null,null,null,null,null,null,null,null,null,null,null,null,null,null,null,null,null,null,null,null,null,null,null,null,null,null,null,null,null,null,null,null,null,null,null,null,null,null,null,null,null,null,null,null,null,null,null,null,null,null,null,null,null,null,null,null,null,null,null,null,null,null,null,null,null,null,null,null,null,null,null,null,null,null,null,null,null,null,null,null,null,null,null,null,null,null,null,null,null,null,null,null,null,null,null,null,null,null,null,null,null,null,null,null,null,null,null,null,null,null,null,null,null,null,null,null,null,null,null,null,null,null,null,null,null,null,null,null,null,null,null,null,null,null,null,null,null,null,null,null,null,null,null,null,null,null,null,null,null,null,null,null,null,null,null,null,null,null,2,null,null,null,3,null,null,null,4,null,null,null,null,null,null,null,null,null,2,2,null,null,null,null,null,null,null,null,2,2,null,null,null,null,null,null,null,null,3,3,null,null,null,null,null,null,null,null,3,3,null,null,null,null,null,null,null,null,4,4,null,null,null,null,null,null,null,2,null,null,null,null,null,null,null,3,null,null,null,null,null,null,4,null,null,null,null,null,null,null,null,null,null,null,null,null,null,null,null,2,2,null,null,null,null,null,null,null,null,null,null,null,null,null,null,null,null,null,2,2,null,null,null,null,null,null,null,null,null,null,null,null,null,null,null,null,null,3,3,null,null,null,null,null,null,null,null,null,null,null,null,null,null,null,null,null,null,3,3,null,null,null,null,null,null,null,null,null,null,null,null,null,null,null,null,4,4]
["FST901N10"]
["FST902N"]
["FST902N10"]
["FST903N",null,null,null,null,null,null,null,null,null,null,null,null,null,null,null,null,null,null,null,null,null,null,null,null,null,null,null,null,null,null,null,null,null,null,null,null,null,null,null,null,null,null,null,null,null,null,null,null,null,null,null,null,null,null,null,null,null,null,null,null,null,null,null,null,null,null,null,null,null,null,null,null,null,null,null,null,null,null,null,null,null,null,null,null,null,null,null,null,null,null,null,null,null,null,null,null,null,null,null,null,null,null,null,null,null,null,null,null,null,null,null,null,null,null,null,null,null,null,null,null,null,null,null,null,null,null,null,null,null,null,null,null,null,null,null,null,null,null,null,null,null,null,null,null,null,null,null,null,null,null,null,null,null,null,null,null,null,null,null,null,null,null,null,null,null,null,null,null,null,null,null,null,null,null,null,null,null,null,null,null,null,null,null,null,null,null,null,null,null,null,null,null,2,2,null,null,3,3,null,null,4,4,null,null,null,null,null,null,null,2,2,2,2,null,null,null,null,null,null,2,2,2,2,null,null,null,null,null,null,3,3,3,3,null,null,null,null,null,null,3,3,3,3,null,null,null,null,null,null,4,4,4,4,null,null,null,null,null,null,2,2,null,null,null,null,null,null,3,3,null,null,null,null,null,4,4,null,null,null,null,null,null,null,null,null,null,null,null,null,null,2,2,2,2,null,null,null,null,null,null,null,null,null,null,null,null,null,null,null,2,2,2,2,null,null,null,null,null,null,null,null,null,null,null,null,null,null,3,3,null,3,3,null,null,null,null,null,null,null,null,null,null,null,null,null,null,null,3,null,3,3,3,null,null,null,null,null,null,null,null,null,null,null,null,null,null,4,4,4,4]
["FST903N10"]
["FTB24N2",null,null,null,null,null,1,null,null,null,null,null,null,null,null,null,null,1,null,null,null,null,null,null,null,null,null,null,1,null,null,null,null,null,2,null,null,null,null,null,null,null,null,null,null,null,null,1,null,null,null,null,null,null,null,null,null,null,1,null,null,null,null,null,null,null,null,1,null,null,null,null,null,null,2,null,null,null,null,null,null,null,1,null,null,null,null,null,null,null,null,2,null,null,null,null,null,null,null,null,null,null,null,1,null,null,null,3,null,null,null,null,null,null,null,null,null,null,null,null,null,null,1,null,4,null,null,null,null,1,null,5,null,null,null,null,null,null,null,null,null,1,null,null,null,null,null,null,null,null,null,2,null,null,null,null,null,null,null,null,1,null,null,3,null,null,null,null,null,null,null,null,null,null,null,null,1,null,null,4,null,null,null,null,1,null,5,null,null,null,null,null,null,null,null,null,null,null,null,null,null,null,null,null,null,null,null,null,null,null,null,null,null,null,null,null,null,null,null,null,null,null,null,null,null,null,null,null,null,null,null,null,null,null,null,null,null,null,null,null,null,null,null,null,null,null,null,null,null,null,null,null,null,null,null,null,null,null,null,null,null,null,null,null,null,null,null,null,null,null,null,null,null,null,null,null,null,null,null,null,null,null,null,null,null,null,null,null,null,null,null,null,null,null,null,null,null,null,null,null,null,null,null,null,null,null,null,null,null,null,null,null,null,null,null,null,null,null,null,null,null,null,null,null,null,null,null,null,null,null,null,null,null,null,null,null,null,null,null,null,null,null,null,null,null,null,null,null,null,null,null,null,null,null,null,null,null,null,null,null,null,null,null,null,null,null,null,null,null,null,null,1,null,null,null,null,null,null,1,1,null,null,null,null,null,null,null,null,1,1]
["FTB24N20"]
["FTB49N2",null,null,1,null,null,null,null,null,null,null,2,null,null,null,null,null,1,null,null,null,3,null,null,null,null,null,null,1,null,4,null,null,null,1,null,5,null,null,null,null,null,null,null,1,null,null,null,null,null,null,null,null,2,null,null,null,null,1,null,null,3,null,null,null,null,null,1,null,null,4,null,null,null,1,null,5]
["FTB49N20"]
["FTB74N2"]
["FTB74N20"]
["FTV22N2",null,null,null,1,null,null,null,null,null,null,null,null,2,null,null,null,null,null,null,null,null,null,null,2,null,null,null,null,null,null,2,null,null,null,null,null,2,null,null,null,null,null,null,null,1,null,null,null,null,null,null,null,null,null,2,null,null,null,null,null,null,null,null,2,null,null,null,null,null,null,null,2,null,null,null,null,2,null,null,null,null,null,1,null,null,null,null,null,null,null,null,null,null,2,null,null,null,null,null,null,null,null,null,null,null,null,null,null,null,null,2,null,null,null,null,null,null,null,null,null,null,null,null,null,2,null,null,null,null,null,null,2,null,null,null,null,null,null,null,null,null,1,null,null,null,null,null,null,null,null,null,null,null,2,null,null,null,null,null,null,null,null,null,null,null,null,null,2,null,null,null,null,null,null,null,null,null,null,null,null,2,null,null,null,null,null,2]
["FTV22N20"]
["FTV34N2"]
["FTV34N20"]
["GCU101N",null,null,null,null,null,null,null,null,null,null,null,null,null,null,null,null,null,null,null,null,null,null,null,null,null,null,null,null,null,null,null,null,null,null,null,null,null,null,null,null,null,null,null,null,null,null,null,null,null,null,null,null,null,null,null,null,null,null,null,null,null,null,null,null,null,null,null,null,null,null,null,null,null,null,null,null,null,null,null,null,null,null,null,null,null,null,null,null,null,null,null,null,null,null,null,null,null,null,null,null,null,null,null,null,null,null,null,null,null,null,null,null,null,null,null,null,null,null,null,null,null,null,null,null,null,null,null,null,null,null,null,null,null,null,null,null,null,null,null,null,null,null,null,null,null,null,null,null,null,null,null,null,null,null,null,null,null,null,null,null,null,null,null,null,null,null,null,null,null,null,null,null,null,null,null,null,null,null,null,null,null,null,null,null,null,null,null,null,null,null,null,null,null,null,null,null,null,null,null,null,null,null,null,null,null,null,null,null,null,null,null,null,null,null,null,null,null,null,null,null,null,null,null,null,null,null,null,null,null,null,null,null,null,null,null,null,null,null,null,null,null,null,null,null,null,null,null,null,null,null,null,null,null,null,null,null,null,null,null,null,null,null,null,null,null,null,null,null,null,null,null,null,null,null,null,null,5,10]
["GCU102N",null,null,null,null,null,null,null,null,null,null,null,null,null,null,null,null,null,null,null,null,null,null,null,null,null,null,null,null,null,null,null,null,null,null,null,null,null,null,null,null,null,null,null,null,null,null,null,null,null,null,null,null,null,null,null,null,null,null,null,null,null,null,null,null,null,null,null,null,null,null,null,null,null,null,null,null,null,null,null,null,null,null,null,null,null,null,null,null,null,null,null,null,null,null,null,null,null,null,null,null,null,null,null,null,null,null,null,null,null,null,null,null,null,null,null,null,null,null,null,null,null,null,null,null,null,null,null,null,null,null,null,null,null,null,null,null,null,null,null,null,null,null,null,null,null,null,null,null,null,null,null,null,null,null,null,null,null,null,null,null,null,null,null,null,null,null,null,null,null,null,null,null,null,null,null,null,null,null,null,null,null,null,null,null,null,null,null,null,null,null,null,null,null,null,null,null,null,null,null,null,null,null,null,null,null,null,null,null,null,null,null,null,null,null,null,null,null,null,null,null,null,null,null,null,null,null,null,null,null,null,null,null,null,null,null,null,null,null,null,null,null,null,null,null,null,null,null,null,null,null,null,null,null,null,null,null,null,null,null,null,null,null,null,null,null,null,null,null,null,null,null,null,null,null,null,null,null,null,null,null,null,null,null,null,null,null,null,null,null,null,null,null,null,null,5,10]
["GCU103N",null,null,null,null,null,null,null,null,null,null,null,null,null,null,null,null,null,null,null,null,null,null,null,null,null,null,null,null,null,null,null,null,null,null,null,null,null,null,null,null,null,null,null,null,null,null,null,null,null,null,null,null,null,null,null,null,null,null,null,null,null,null,null,null,null,null,null,null,null,null,null,null,null,null,null,null,null,null,null,null,null,null,null,null,null,null,null,null,null,null,null,null,null,null,null,null,null,null,null,null,null,null,null,null,null,null,null,null,null,null,null,null,null,null,null,null,null,null,null,null,null,null,null,null,null,null,null,null,null,null,null,null,null,null,null,null,null,null,null,null,null,null,null,null,null,null,null,null,null,null,null,null,null,null,null,null,null,null,null,null,null,null,null,null,null,null,null,null,null,null,null,null,null,null,null,null,null,null,null,null,null,null,null,null,null,null,null,null,null,null,null,null,null,null,null,null,null,null,null,null,null,null,null,null,null,null,null,null,null,null,null,null,null,null,null,null,null,null,null,null,null,null,null,null,null,null,null,null,null,null,null,null,null,null,null,null,null,null,null,null,null,null,null,null,null,null,null,null,null,null,null,null,null,null,null,null,null,null,null,null,null,null,null,null,null,null,null,null,null,null,null,null,null,null,null,null,null,null,null,null,null,null,null,null,null,null,null,null,null,null,null,null,null,null,null,null,null,null,null,null,null,null,null,null,null,null,null,null,null,null,null,null,null,5,10]
["GCU104N",null,null,null,null,null,null,null,null,null,null,null,null,null,null,null,null,null,null,null,null,null,null,null,null,null,null,null,null,null,null,null,null,null,null,null,null,null,null,null,null,null,null,null,null,null,null,null,null,null,null,null,null,null,null,null,null,null,null,null,null,null,null,null,null,null,null,null,null,null,null,null,null,null,null,null,null,null,null,null,null,null,null,null,null,null,null,null,null,null,null,null,null,null,null,null,null,null,null,null,null,null,null,null,null,null,null,null,null,null,null,null,null,null,null,null,null,null,null,null,null,null,null,null,null,null,null,null,null,null,null,null,null,null,null,null,null,null,null,null,null,null,null,null,null,null,null,null,null,null,null,null,null,null,null,null,null,null,null,null,null,null,null,null,null,null,null,null,null,null,null,null,null,null,null,null,null,null,null,null,null,null,null,null,null,null,null,null,null,null,null,null,null,null,null,null,null,null,null,null,null,null,null,null,null,null,null,null,null,null,null,null,null,null,null,null,null,null,null,null,null,null,null,null,null,null,null,null,null,null,null,null,null,null,null,null,null,null,null,null,null,null,null,null,null,null,null,null,null,null,null,null,null,null,null,null,null,null,null,null,null,null,null,null,null,null,null,null,null,null,null,null,null,null,null,null,null,null,null,null,null,null,null,null,null,null,null,null,null,null,null,null,null,null,null,null,null,null,null,null,null,null,null,null,null,null,null,null,null,null,null,null,null,null,null,null,null,null,null,null,null,null,null,null,null,null,null,null,null,null,null,null,null,5,10]
["GCU105N",null,null,null,null,null,null,null,null,null,null,null,null,null,null,null,null,null,null,null,null,null,null,null,null,null,null,null,null,null,null,null,null,null,null,null,null,null,null,null,null,null,null,null,null,null,null,null,null,null,null,null,null,null,null,null,null,null,null,null,null,null,null,null,null,null,null,null,null,null,null,null,null,null,null,null,null,null,null,null,null,null,null,null,null,null,null,null,null,null,null,null,null,null,null,null,null,null,null,null,null,null,null,null,null,null,null,null,null,null,null,null,null,null,null,null,null,null,null,null,null,null,null,null,null,null,null,null,null,null,null,null,null,null,null,null,null,null,null,null,null,null,null,null,null,null,null,null,null,null,null,null,null,null,null,null,null,null,null,null,null,null,null,null,null,null,null,null,null,null,null,null,null,null,null,null,null,null,null,null,null,null,null,null,null,null,null,null,null,null,null,null,null,null,null,null,null,null,null,null,null,null,null,null,null,null,null,null,null,null,null,null,null,null,null,null,null,null,null,null,null,null,null,null,null,null,null,null,null,null,null,null,null,null,null,null,null,null,null,null,null,null,null,null,null,null,null,null,null,null,null,null,null,null,null,null,null,null,null,null,null,null,null,null,null,null,null,null,null,null,null,null,null,null,null,null,null,null,null,null,null,null,null,null,null,null,null,null,null,null,null,null,null,null,null,null,null,null,null,null,null,null,null,null,null,null,null,null,null,null,null,null,null,null,null,null,null,null,null,null,null,null,null,null,null,null,null,null,null,null,null,null,null,null,null,null,null,null,null,null,null,null,null,null,null,null,null,null,null,null,null,null,null,5,10]
["GKA10N"]
["GKA10N10"]
["GKA11N"]
["GSS41N"]
["GSS42N"]
["GSS51N"]
["GSS52N"]
["GST40"]
["GST40N",null,null,null,null,null,null,null,null,null,null,null,null,null,null,null,null,null,null,null,null,null,null,null,null,null,null,null,null,null,null,null,null,null,null,null,null,null,null,null,null,null,null,null,null,null,null,null,null,null,null,null,null,null,null,null,null,null,null,null,null,null,null,null,null,null,null,null,null,null,null,null,null,null,null,null,null,null,null,null,null,null,null,null,null,null,null,null,null,null,null,null,null,null,null,null,null,null,null,null,null,null,null,null,null,null,null,null,null,null,null,null,null,null,null,null,null,null,null,null,null,null,null,null,null,null,null,null,null,null,null,null,null,null,null,null,null,null,null,null,null,null,null,null,null,null,null,null,null,null,null,null,null,null,null,null,null,null,null,null,null,null,null,null,null,null,null,null,null,null,null,null,null,null,null,null,null,null,null,null,null,null,null,null,null,null,null,null,null,null,null,null,null,null,null,null,null,null,null,null,null,null,null,null,null,null,null,null,null,null,null,null,null,null,null,null,null,null,null,null,null,null,null,null,null,null,null,null,null,null,null,null,null,null,null,null,null,null,null,null,null,null,null,null,null,null,null,null,null,null,null,null,null,null,1,1,null,null,null,null,null,null,2,2,null,null,null,null,null,null,2,null,null,null,null,null,null,1,1,null,null,null,null,null,null,null,null,null,null,null,null,null,null,null,null,1,1,null,null,null,null,null,null,null,null,null,null,null,null,null,null,null,null,null,2,2,null,null,null,null,null,null,null,null,null,null,null,null,null,null,null,null,null,2,2,null,null,null,null,null,null,null,null,null,null,null,null,null,null,null,null,null,null,2,2]
["GST40N50"]
["PLH1"]
["PLH15"]
["PLH1N"]
["PLH20"]
["PLH20N"]
["PLH375Z"]
["PLH452"]
["PLH452Z"]
["PMF112N"]
["PMF130N"]
["PMF131"]
["PMF140N"]
["PMF150N"]
["PMF160N"]
["PMF170N"]
["PMF180N"]
["PMF190N"]
["PMF212N"]
["PMF240N"]
["PMF250N"]
["PMF260N"]
["PMF270N"]
["PMF280N"]
["PMF290N"]
["PMF312N"]
["PMF330N"]
["PMF340N"]
["PMF350N"]
["PMF360N"]
["PMF370N"]
["PMF380N"]
["PMF390N"]
["PO11N"]
["PO12EN"]
["PO12HN"]
["PO12MN"]
["PO12N"]
["PO12NN"]
["PO13N"]
["PU11EAN"]
["PU11EN"]
["PU11N"]
["PU12EN"]
["PU12HN"]
["PU12N"]
["PVO12N"]
["PVO13N"]
["PVO14N"]
["PVU12N"]
["PVU13N"]
["XCUS112"]
["XCUS113"]
["XCUS114"]
["XCUS115"]
["XCUS122"]
["XCUS123"]
["XCUS124"]
["XCUS125"]
["XCUS132"]
["XCUS133"]
["XCUS134"]
["XCUS135"]
["XCUS512"]
["XCUS513"]
["XCUS514"]
["XCUS515"]
["XCUS522"]
["XCUS523"]
["XCUS524"]
["XCUS525"]
["XCUS532"]
["XCUS533"]
["XCUS534"]
["XCUS535"]
["XCUW111",null,null,null,null,null,null,null,null,null,null,null,null,null,null,null,null,null,null,null,null,null,null,null,null,null,null,null,null,null,null,null,null,null,null,null,null,null,null,null,null,null,null,null,null,null,null,null,null,null,null,null,null,null,null,null,null,null,null,null,null,null,null,null,null,null,null,null,null,null,null,null,null,null,null,null,null,null,null,null,null,null,null,null,null,null,null,null,null,null,null,null,null,null,null,null,null,null,null,null,null,null,null,null,null,null,null,null,null,null,null,null,null,null,null,null,null,null,null,null,null,null,null,null,null,null,null,null,null,null,null,null,null,null,null,null,null,null,null,null,null,null,null,null,null,null,null,null,null,null,null,null,null,null,null,null,null,null,null,null,null,null,null,null,null,null,null,null,null,null,null,null,null,null,null,null,null,null,null,null,null,null,null,null,null,null,null,null,null,null,null,null,null,null,null,null,null,null,null,null,null,null,null,null,3,null,null,null,5,null,null,null,null,null,null,null,null,null,null,null,null,null,null,null,null,null,null,null,null,null,null,null,null,null,null,null,null,null,null,null,null,null,null,null,null,null,null,null,null,null,null,null,null,null,null,null,null,null,null,null,null,null,null,null,null,null,null,null,null,null,null,null,null,null,null,null,null,null,null,null,3,null,3,null,null,null,4,null,4,null,null,null,null,null,null,null,null,null,null,null,null,null,null,null,null,null,null,null,null,null,null,null,null,null,null,null,null,null,null,null,null,null,null,null,null,null,null,null,null,null,null,null,null,null,null,null,null,null,null,null,null,null,null,null,null,null,null,null,null,null,null,null,null,null,null,null,null,null,null,null,null,null,null,null,null,null,null,null,null,null,null,null,null,null,null,null,null,null,null,null,null,1,null,null,null,1]
["XCUW111B"]
["XCUW111E"]
["XCUW111K",null,null,null,null,null,null,null,null,null,null,null,null,null,null,null,null,null,null,null,null,null,null,null,null,null,null,null,null,null,null,null,null,null,null,null,null,null,null,null,null,null,null,null,null,null,null,null,null,null,null,null,null,null,null,null,null,null,null,null,null,null,null,null,null,null,null,null,null,null,null,null,null,null,null,null,null,null,null,null,null,null,null,null,null,null,null,null,null,null,null,null,null,null,null,null,null,null,null,null,null,null,null,null,null,null,null,null,null,null,null,null,null,null,null,null,null,null,null,null,null,null,null,null,null,null,null,null,null,null,null,null,null,null,null,null,null,null,null,null,null,null,null,null,null,null,null,null,null,null,null,null,null,null,null,null,null,null,null,null,null,null,null,null,null,null,null,null,null,null,null,null,null,null,null,null,null,null,null,null,null,null,null,null,null,null,null,null,null,null,null,null,null,null,null,null,null,null,null,null,null,null,null,null,null,null,null,null,null,null,null,null,null,null,null,null,null,null,null,null,null,null,null,null,null,null,null,null,null,null,null,null,null,null,null,null,null,null,null,null,null,null,null,null,null,null,null,null,null,null,null,null,null,null,null,null,null,null,null,null,null,null,null,null,null,null,null,null,null,null,null,null,null,null,null,null,null,null,null,null,null,null,null,null,null,null,null,null,null,null,null,null,null,null,null,null,null,null,null,null,null,null,null,null,null,null,null,null,null,null,null,null,null,null,null,null,null,null,null,null,null,null,null,null,null,null,null,null,null,null,null,null,null,null,null,null,null,null,null,null,null,null,null,null,null,null,null,null,null,null,null,null,null,null,null,null,null,null,null,null,null,null,null,null,null,null,null,null,null,null,null,null,null,null,null,null,null,null,null,1]
["XCUW112",null,null,null,null,null,null,null,null,null,null,null,null,null,null,null,null,null,null,null,null,null,null,null,null,null,null,null,null,null,null,null,null,null,null,null,null,null,null,null,null,null,null,null,null,null,null,null,null,null,null,null,null,null,null,null,null,null,null,null,null,null,null,null,null,null,null,null,null,null,null,null,null,null,null,null,null,null,null,null,null,null,null,null,null,null,null,null,null,null,null,null,null,null,null,null,null,null,null,null,null,null,null,null,null,null,null,null,null,null,null,null,null,null,null,null,null,null,null,null,null,null,null,null,null,null,null,null,null,null,null,null,null,null,null,null,null,null,null,null,null,null,null,null,null,null,null,null,null,null,null,null,null,null,null,null,null,null,null,null,null,null,null,null,null,null,null,null,null,null,null,null,null,null,null,null,null,null,null,null,null,null,null,null,null,null,null,null,null,null,null,null,null,null,null,null,null,null,null,null,null,null,null,null,null,null,null,null,null,null,null,null,null,null,null,3,null,null,4,null,null,null,null,null,null,null,null,null,null,null,null,null,null,null,null,null,null,null,null,null,null,null,null,null,null,null,null,null,null,null,null,null,null,null,null,null,null,null,null,null,null,null,null,null,null,null,null,null,null,null,null,null,null,null,null,null,null,null,null,null,null,null,null,null,null,null,null,null,null,null,null,null,null,null,null,null,null,null,3,null,null,3,null,null,null,4,null,4,null,null,null,null,null,null,null,null,null,null,null,null,null,null,null,null,null,null,null,null,null,null,null,null,null,null,null,null,null,null,null,null,null,null,null,null,null,null,null,null,null,null,null,null,null,null,null,null,null,null,null,null,null,null,null,null,null,null,null,null,null,null,null,null,null,null,null,null,null,null,null,null,null,null,null,null,null,null,null,null,null,null,null,1,null,null,null,1]
["XCUW112B"]
["XCUW112E"]
["XCUW112K"]
["XCUW113",null,null,null,null,null,null,null,null,null,null,null,null,null,null,null,null,null,null,null,null,null,null,null,null,null,null,null,null,null,null,null,null,null,null,null,null,null,null,null,null,null,null,null,null,null,null,null,null,null,null,null,null,null,null,null,null,null,null,null,null,null,null,null,null,null,null,null,null,null,null,null,null,null,null,null,null,null,null,null,null,null,null,null,null,null,null,null,null,null,null,null,null,null,null,null,null,null,null,null,null,null,null,null,null,null,null,null,null,null,null,null,null,null,null,null,null,null,null,null,null,null,null,null,null,null,null,null,null,null,null,null,null,null,null,null,null,null,null,null,null,null,null,null,null,null,null,null,null,null,null,null,null,null,null,null,null,null,null,null,null,null,null,null,null,null,null,null,null,null,null,null,null,null,null,null,null,null,null,null,null,null,null,null,null,null,null,null,null,null,null,null,null,null,null,null,null,null,null,null,null,null,null,null,null,null,null,null,null,null,null,null,null,null,null,null,null,null,null,null,null,null,null,null,null,3,null,null,4,null,null,null,null,null,null,null,null,null,null,null,null,null,null,null,null,null,null,null,null,null,null,null,null,null,null,null,null,null,null,null,null,null,null,null,null,null,null,null,null,null,null,null,null,null,null,null,null,null,null,null,null,null,null,null,null,null,null,null,null,null,null,null,null,null,null,null,null,null,null,null,null,null,null,null,null,null,null,null,null,null,null,null,null,null,null,null,null,3,null,3,null,null,null,4,null,4,null,null,null,null,null,null,null,null,null,null,null,null,null,null,null,null,null,null,null,null,null,null,null,null,null,null,null,null,null,null,null,null,null,null,null,null,null,null,null,null,null,null,null,null,null,null,null,null,null,null,null,null,null,null,null,null,null,null,null,null,null,null,null,null,null,null,null,null,null,null,null,null,null,1,null,null,null,null,1]
["XCUW113B"]
["XCUW113E"]
["XCUW113K"]
["XCUW114",null,null,null,null,null,null,null,null,null,null,null,null,null,null,null,null,null,null,null,null,null,null,null,null,null,null,null,null,null,null,null,null,null,null,null,null,null,null,null,null,null,null,null,null,null,null,null,null,null,null,null,null,null,null,null,null,null,null,null,null,null,null,null,null,null,null,null,null,null,null,null,null,null,null,null,null,null,null,null,null,null,null,null,null,null,null,null,null,null,null,null,null,null,null,null,null,null,null,null,null,null,null,null,null,null,null,null,null,null,null,null,null,null,null,null,null,null,null,null,null,null,null,null,null,null,null,null,null,null,null,null,null,null,null,null,null,null,null,null,null,null,null,null,null,null,null,null,null,null,null,null,null,null,null,null,null,null,null,null,null,null,null,null,null,null,null,null,null,null,null,null,null,null,null,null,null,null,null,null,null,null,null,null,null,null,null,null,null,null,null,null,null,null,null,null,null,null,null,null,null,null,null,null,null,null,null,null,null,null,null,null,null,null,null,null,null,null,null,null,null,null,null,null,null,null,null,null,null,null,null,null,null,null,null,3,null,null,4,null,null,null,null,null,null,null,null,null,null,null,null,null,null,null,null,null,null,null,null,null,null,null,null,null,null,null,null,null,null,null,null,null,null,null,null,null,null,null,null,null,null,null,null,null,null,null,null,null,null,null,null,null,null,null,null,null,null,null,null,null,null,null,null,null,null,null,null,null,null,null,null,null,null,null,null,null,null,null,null,null,null,null,null,null,null,null,null,null,null,null,null,null,null,null,null,null,3,null,3,null,null,null,null,4,null,4,null,null,null,null,null,null,null,null,null,null,null,null,null,null,null,null,null,null,null,null,null,null,null,null,null,null,null,null,null,null,null,null,null,null,null,null,null,null,null,null,null,null,null,null,null,null,null,null,null,null,null,null,null,null,null,null,null,null,null,null,null,null,1,null,null,null,1]
["XCUW114B"]
["XCUW114E"]
["XCUW115",null,null,null,null,null,null,null,null,null,null,null,null,null,null,null,null,null,null,null,null,null,null,null,null,null,null,null,null,null,null,null,null,null,null,null,null,null,null,null,null,null,null,null,null,null,null,null,null,null,null,null,null,null,null,null,null,null,null,null,null,null,null,null,null,null,null,null,null,null,null,null,null,null,null,null,null,null,null,null,null,null,null,null,null,null,null,null,null,null,null,null,null,null,null,null,null,null,null,null,null,null,null,null,null,null,null,null,null,null,null,null,null,null,null,null,null,null,null,null,null,null,null,null,null,null,null,null,null,null,null,null,null,null,null,null,null,null,null,null,null,null,null,null,null,null,null,null,null,null,null,null,null,null,null,null,null,null,null,null,null,null,null,null,null,null,null,null,null,null,null,null,null,null,null,null,null,null,null,null,null,null,null,null,null,null,null,null,null,null,null,null,null,null,null,null,null,null,null,null,null,null,null,null,null,null,null,null,null,null,null,null,null,null,null,null,null,null,null,null,null,null,null,null,null,null,null,null,null,null,null,null,null,null,null,null,null,null,null,null,null,null,null,null,null,3,null,null,4,null,null,null,null,null,null,null,null,null,null,null,null,null,null,null,null,null,null,null,null,null,null,null,null,null,null,null,null,null,null,null,null,null,null,null,null,null,null,null,null,null,null,null,null,null,null,null,null,null,null,null,null,null,null,null,null,null,null,null,null,null,null,null,null,null,null,null,null,null,null,null,null,null,null,null,null,null,null,null,null,null,null,null,null,null,null,null,null,null,null,null,null,null,null,null,null,null,null,null,null,null,null,null,null,null,null,null,3,null,3,null,null,null,4,null,4,null,null,null,null,null,null,null,null,null,null,null,null,null,null,null,null,null,null,null,null,null,null,null,null,null,null,null,null,null,null,null,null,null,null,null,null,null,null,null,null,null,null,null,null,null,null,null,null,null,null,null,1,null,null,null,1]
["XCUW115B"]
["XCUW115E"]
["XCUW121",null,null,null,null,null,null,null,null,null,null,null,null,null,null,null,null,null,null,null,null,null,null,null,null,null,null,null,null,null,null,null,null,null,null,null,null,null,null,null,null,null,null,null,null,null,null,null,null,null,null,null,null,null,null,null,null,null,null,null,null,null,null,null,null,null,null,null,null,null,null,null,null,null,null,null,null,null,null,null,null,null,null,null,null,null,null,null,null,null,null,null,null,null,null,null,null,null,null,null,null,null,null,null,null,null,null,null,null,null,null,null,null,null,null,null,null,null,null,null,null,null,null,null,null,null,null,null,null,null,null,null,null,null,null,null,null,null,null,null,null,null,null,null,null,null,null,null,null,null,null,null,null,null,null,null,null,null,null,null,null,null,null,null,null,null,null,null,null,null,null,null,null,null,null,null,null,null,null,null,null,null,null,null,null,null,null,null,null,null,null,null,null,null,null,null,null,null,null,null,null,null,null,null,null,null,null,null,null,null,null,null,null,1,null,null,null,null,null,null,null,null,null,null,null,null,null,null,null,null,null,null,null,null,null,null,null,null,null,null,null,null,null,null,null,null,null,null,null,null,null,null,null,null,null,null,null,null,null,null,null,null,null,null,null,null,null,null,null,null,null,null,null,null,null,null,null,null,null,null,null,null,null,null,null,null,null,null,null,null,null,null,null,null,1]
["XCUW121B"]
["XCUW121E"]
["XCUW121K"]
["XCUW122",null,null,null,null,null,null,null,null,null,null,null,null,null,null,null,null,null,null,null,null,null,null,null,null,null,null,null,null,null,null,null,null,null,null,null,null,null,null,null,null,null,null,null,null,null,null,null,null,null,null,null,null,null,null,null,null,null,null,null,null,null,null,null,null,null,null,null,null,null,null,null,null,null,null,null,null,null,null,null,null,null,null,null,null,null,null,null,null,null,null,null,null,null,null,null,null,null,null,null,null,null,null,null,null,null,null,null,null,null,null,null,null,null,null,null,null,null,null,null,null,null,null,null,null,null,null,null,null,null,null,null,null,null,null,null,null,null,null,null,null,null,null,null,null,null,null,null,null,null,null,null,null,null,null,null,null,null,null,null,null,null,null,null,null,null,null,null,null,null,null,null,null,null,null,null,null,null,null,null,null,null,null,null,null,null,null,null,null,null,null,null,null,null,null,null,null,null,null,null,null,null,null,null,null,null,null,null,null,null,null,null,null,null,null,null,null,null,null,null,null,null,null,1,null,null,null,null,null,null,null,null,null,null,null,null,null,null,null,null,null,null,null,null,null,null,null,null,null,null,null,null,null,null,null,null,null,null,null,null,null,null,null,null,null,null,null,null,null,null,null,null,null,null,null,null,null,null,null,null,null,null,null,null,null,null,null,null,null,null,null,null,null,null,null,null,null,null,null,null,null,null,null,null,null,null,null,null,null,null,null,null,null,1]
["XCUW122B"]
["XCUW122E"]
["XCUW122K"]
["XCUW123",null,null,null,null,null,null,null,null,null,null,null,null,null,null,null,null,null,null,null,null,null,null,null,null,null,null,null,null,null,null,null,null,null,null,null,null,null,null,null,null,null,null,null,null,null,null,null,null,null,null,null,null,null,null,null,null,null,null,null,null,null,null,null,null,null,null,null,null,null,null,null,null,null,null,null,null,null,null,null,null,null,null,null,null,null,null,null,null,null,null,null,null,null,null,null,null,null,null,null,null,null,null,null,null,null,null,null,null,null,null,null,null,null,null,null,null,null,null,null,null,null,null,null,null,null,null,null,null,null,null,null,null,null,null,null,null,null,null,null,null,null,null,null,null,null,null,null,null,null,null,null,null,null,null,null,null,null,null,null,null,null,null,null,null,null,null,null,null,null,null,null,null,null,null,null,null,null,null,null,null,null,null,null,null,null,null,null,null,null,null,null,null,null,null,null,null,null,null,null,null,null,null,null,null,null,null,null,null,null,null,null,null,null,null,null,null,null,null,null,null,null,null,null,null,null,null,null,null,null,null,null,null,1,null,null,null,null,null,null,null,null,null,null,null,null,null,null,null,null,null,null,null,null,null,null,null,null,null,null,null,null,null,null,null,null,null,null,null,null,null,null,null,null,null,null,null,null,null,null,null,null,null,null,null,null,null,null,null,null,null,null,null,null,null,null,null,null,null,null,null,null,null,null,null,null,null,null,null,null,null,null,null,null,null,null,null,null,null,null,null,null,null,null,null,null,null,null,null,null,null,null,1]
["XCUW123B"]
["XCUW123E"]
["XCUW123K"]
["XCUW124",null,null,null,null,null,null,null,null,null,null,null,null,null,null,null,null,null,null,null,null,null,null,null,null,null,null,null,null,null,null,null,null,null,null,null,null,null,null,null,null,null,null,null,null,null,null,null,null,null,null,null,null,null,null,null,null,null,null,null,null,null,null,null,null,null,null,null,null,null,null,null,null,null,null,null,null,null,null,null,null,null,null,null,null,null,null,null,null,null,null,null,null,null,null,null,null,null,null,null,null,null,null,null,null,null,null,null,null,null,null,null,null,null,null,null,null,null,null,null,null,null,null,null,null,null,null,null,null,null,null,null,null,null,null,null,null,null,null,null,null,null,null,null,null,null,null,null,null,null,null,null,null,null,null,null,null,null,null,null,null,null,null,null,null,null,null,null,null,null,null,null,null,null,null,null,null,null,null,null,null,null,null,null,null,null,null,null,null,null,null,null,null,null,null,null,null,null,null,null,null,null,null,null,null,null,null,null,null,null,null,null,null,null,null,null,null,null,null,null,null,null,null,null,null,null,null,null,null,null,null,null,null,null,null,null,null,null,null,null,null,null,null,1,null,null,null,null,null,null,null,null,null,null,null,null,null,null,null,null,null,null,null,null,null,null,null,null,null,null,null,null,null,null,null,null,null,null,null,null,null,null,null,null,null,null,null,null,null,null,null,null,null,null,null,null,null,null,null,null,null,null,null,null,null,null,null,null,null,null,null,null,null,null,null,null,null,null,null,null,null,null,null,null,null,null,null,null,null,null,null,null,null,null,null,null,null,null,null,null,null,null,null,null,null,null,null,null,null,null,null,null,1]
["XCUW124B"]
["XCUW124E"]
["XCUW125",null,null,null,null,null,null,null,null,null,null,null,null,null,null,null,null,null,null,null,null,null,null,null,null,null,null,null,null,null,null,null,null,null,null,null,null,null,null,null,null,null,null,null,null,null,null,null,null,null,null,null,null,null,null,null,null,null,null,null,null,null,null,null,null,null,null,null,null,null,null,null,null,null,null,null,null,null,null,null,null,null,null,null,null,null,null,null,null,null,null,null,null,null,null,null,null,null,null,null,null,null,null,null,null,null,null,null,null,null,null,null,null,null,null,null,null,null,null,null,null,null,null,null,null,null,null,null,null,null,null,null,null,null,null,null,null,null,null,null,null,null,null,null,null,null,null,null,null,null,null,null,null,null,null,null,null,null,null,null,null,null,null,null,null,null,null,null,null,null,null,null,null,null,null,null,null,null,null,null,null,null,null,null,null,null,null,null,null,null,null,null,null,null,null,null,null,null,null,null,null,null,null,null,null,null,null,null,null,null,null,null,null,null,null,null,null,null,null,null,null,null,null,null,null,null,null,null,null,null,null,null,null,null,null,null,null,null,null,null,null,null,null,null,null,null,null,null,null,null,null,null,null,1,null,null,null,null,null,null,null,null,null,null,null,null,null,null,null,null,null,null,null,null,null,null,null,null,null,null,null,null,null,null,null,null,null,null,null,null,null,null,null,null,null,null,null,null,null,null,null,null,null,null,null,null,null,null,null,null,null,null,null,null,null,null,null,null,null,null,null,null,null,null,null,null,null,null,null,null,null,null,null,null,null,null,null,null,null,null,null,null,null,null,null,null,null,null,null,null,null,null,null,null,null,null,null,null,null,null,null,null,null,null,null,null,null,null,null,null,1]
["XCUW125B"]
["XCUW125E"]
["XCUW131",null,null,null,null,null,null,null,null,null,null,null,null,null,null,null,null,null,null,null,null,null,null,null,null,null,null,null,null,null,null,null,null,null,null,null,null,null,null,null,null,null,null,null,null,null,null,null,null,null,null,null,null,null,null,null,null,null,null,null,null,null,null,null,null,null,null,null,null,null,null,null,null,null,null,null,null,null,null,null,null,null,null,null,null,null,null,null,null,null,null,null,null,null,null,null,null,null,null,null,null,null,null,null,null,null,null,null,null,null,null,null,null,null,null,null,null,null,null,null,null,null,null,null,null,null,null,null,null,null,null,null,null,null,null,null,null,null,null,null,null,null,null,null,null,null,null,null,null,null,null,null,null,null,null,null,null,null,null,null,null,null,null,null,null,null,null,null,null,null,null,null,null,null,null,null,null,null,null,null,null,null,null,null,null,null,null,null,null,null,null,null,null,null,null,null,null,null,null,null,null,null,null,null,null,null,null,null,null,null,3,null,3,null,null,null,null,null,null,null,null,null,null,null,null,null,null,null,null,null,null,null,null,null,null,null,null,null,null,null,null,null,null,null,null,null,null,null,null,null,null,null,null,null,null,null,null,null,null,null,null,null,null,null,null,null,null,null,null,null,null,null,null,null,null,null,null,null,null,null,null,null,null,null,3,null,null,null,null,null,4,3,null,4,null,null,null,null,null,null,null,null,null,null,null,null,null,null,null,null,null,null,null,null,null,null,null,null,null,null,null,null,null,null,null,null,null,null,null,null,null,null,null,null,null,null,null,null,null,null,null,null,null,null,null,null,null,null,null,null,null,null,null,null,null,null,null,null,null,null,null,null,null,null,null,null,null,null,null,null,null,null,null,null,null,null,null,null,null,null,null,null,null,1,null,null,null,1]
["XCUW131B"]
["XCUW131E"]
["XCUW131K"]
["XCUW132",null,null,null,null,null,null,null,null,null,null,null,null,null,null,null,null,null,null,null,null,null,null,null,null,null,null,null,null,null,null,null,null,null,null,null,null,null,null,null,null,null,null,null,null,null,null,null,null,null,null,null,null,null,null,null,null,null,null,null,null,null,null,null,null,null,null,null,null,null,null,null,null,null,null,null,null,null,null,null,null,null,null,null,null,null,null,null,null,null,null,null,null,null,null,null,null,null,null,null,null,null,null,null,null,null,null,null,null,null,null,null,null,null,null,null,null,null,null,null,null,null,null,null,null,null,null,null,null,null,null,null,null,null,null,null,null,null,null,null,null,null,null,null,null,null,null,null,null,null,null,null,null,null,null,null,null,null,null,null,null,null,null,null,null,null,null,null,null,null,null,null,null,null,null,null,null,null,null,null,null,null,null,null,null,null,null,null,null,null,null,null,null,null,null,null,null,null,null,null,null,null,null,null,null,null,null,null,null,null,null,null,null,null,null,null,null,null,null,null,3,null,3,null,null,null,null,null,null,null,null,null,null,null,null,null,null,null,null,null,null,null,null,null,null,null,null,null,null,null,null,null,null,null,null,null,null,null,null,null,null,null,null,null,null,null,null,null,null,null,null,null,null,null,null,null,null,null,null,null,null,null,null,null,null,null,null,null,null,null,null,null,null,null,null,null,null,null,null,null,null,null,null,3,null,null,null,null,null,4,3,null,4,null,null,null,null,null,null,null,null,null,null,null,null,null,null,null,null,null,null,null,null,null,null,null,null,null,null,null,null,null,null,null,null,null,null,null,null,null,null,null,null,null,null,null,null,null,null,null,null,null,null,null,null,null,null,null,null,null,null,null,null,null,null,null,null,null,null,null,null,null,null,null,null,null,null,null,null,null,null,null,null,1,null,null,null,1]
["XCUW132B"]
["XCUW132E"]
["XCUW132K"]
["XCUW133",null,null,null,null,null,null,null,null,null,null,null,null,null,null,null,null,null,null,null,null,null,null,null,null,null,null,null,null,null,null,null,null,null,null,null,null,null,null,null,null,null,null,null,null,null,null,null,null,null,null,null,null,null,null,null,null,null,null,null,null,null,null,null,null,null,null,null,null,null,null,null,null,null,null,null,null,null,null,null,null,null,null,null,null,null,null,null,null,null,null,null,null,null,null,null,null,null,null,null,null,null,null,null,null,null,null,null,null,null,null,null,null,null,null,null,null,null,null,null,null,null,null,null,null,null,null,null,null,null,null,null,null,null,null,null,null,null,null,null,null,null,null,null,null,null,null,null,null,null,null,null,null,null,null,null,null,null,null,null,null,null,null,null,null,null,null,null,null,null,null,null,null,null,null,null,null,null,null,null,null,null,null,null,null,null,null,null,null,null,null,null,null,null,null,null,null,null,null,null,null,null,null,null,null,null,null,null,null,null,null,null,null,null,null,null,null,null,null,null,null,null,null,null,null,null,null,null,null,null,3,null,3,null,null,null,null,null,null,null,null,null,null,null,null,null,null,null,null,null,null,null,null,null,null,null,null,null,null,null,null,null,null,null,null,null,null,null,null,null,null,null,null,null,null,null,null,null,null,null,null,null,null,null,null,null,null,null,null,null,null,null,null,null,null,null,null,null,null,null,null,null,null,null,null,null,null,null,null,null,null,null,null,null,null,null,null,null,null,null,null,3,null,null,null,null,null,4,3,null,null,4,null,null,null,null,null,null,null,null,null,null,null,null,null,null,null,null,null,null,null,null,null,null,null,null,null,null,null,null,null,null,null,null,null,null,null,null,null,null,null,null,null,null,null,null,null,null,null,null,null,null,null,null,null,null,null,null,null,null,null,null,null,null,null,null,null,null,null,null,null,null,1,null,null,null,1]
["XCUW133B"]
["XCUW133E"]
["XCUW133K"]
["XCUW134",null,null,null,null,null,null,null,null,null,null,null,null,null,null,null,null,null,null,null,null,null,null,null,null,null,null,null,null,null,null,null,null,null,null,null,null,null,null,null,null,null,null,null,null,null,null,null,null,null,null,null,null,null,null,null,null,null,null,null,null,null,null,null,null,null,null,null,null,null,null,null,null,null,null,null,null,null,null,null,null,null,null,null,null,null,null,null,null,null,null,null,null,null,null,null,null,null,null,null,null,null,null,null,null,null,null,null,null,null,null,null,null,null,null,null,null,null,null,null,null,null,null,null,null,null,null,null,null,null,null,null,null,null,null,null,null,null,null,null,null,null,null,null,null,null,null,null,null,null,null,null,null,null,null,null,null,null,null,null,null,null,null,null,null,null,null,null,null,null,null,null,null,null,null,null,null,null,null,null,null,null,null,null,null,null,null,null,null,null,null,null,null,null,null,null,null,null,null,null,null,null,null,null,null,null,null,null,null,null,null,null,null,null,null,null,null,null,null,null,null,null,null,null,null,null,null,null,null,null,null,null,null,null,null,null,null,null,null,null,3,null,3,null,null,null,null,null,null,null,null,null,null,null,null,null,null,null,null,null,null,null,null,null,null,null,null,null,null,null,null,null,null,null,null,null,null,null,null,null,null,null,null,null,null,null,null,null,null,null,null,null,null,null,null,null,null,null,null,null,null,null,null,null,null,null,null,null,null,null,null,null,null,null,null,null,null,null,null,null,null,null,null,null,null,null,null,null,null,null,null,null,null,null,null,null,null,null,null,null,null,3,null,null,null,null,null,4,3,null,null,4,null,null,null,null,null,null,null,null,null,null,null,null,null,null,null,null,null,null,null,null,null,null,null,null,null,null,null,null,null,null,null,null,null,null,null,null,null,null,null,null,null,null,null,null,null,null,null,null,null,null,null,null,null,null,null,null,null,null,1,null,null,null,1]
["XCUW134B"]
["XCUW134E"]
["XCUW135",null,null,null,null,null,null,null,null,null,null,null,null,null,null,null,null,null,null,null,null,null,null,null,null,null,null,null,null,null,null,null,null,null,null,null,null,null,null,null,null,null,null,null,null,null,null,null,null,null,null,null,null,null,null,null,null,null,null,null,null,null,null,null,null,null,null,null,null,null,null,null,null,null,null,null,null,null,null,null,null,null,null,null,null,null,null,null,null,null,null,null,null,null,null,null,null,null,null,null,null,null,null,null,null,null,null,null,null,null,null,null,null,null,null,null,null,null,null,null,null,null,null,null,null,null,null,null,null,null,null,null,null,null,null,null,null,null,null,null,null,null,null,null,null,null,null,null,null,null,null,null,null,null,null,null,null,null,null,null,null,null,null,null,null,null,null,null,null,null,null,null,null,null,null,null,null,null,null,null,null,null,null,null,null,null,null,null,null,null,null,null,null,null,null,null,null,null,null,null,null,null,null,null,null,null,null,null,null,null,null,null,null,null,null,null,null,null,null,null,null,null,null,null,null,null,null,null,null,null,null,null,null,null,null,null,null,null,null,null,null,null,null,null,null,null,null,null,null,null,3,null,3,null,null,null,null,null,null,null,null,null,null,null,null,null,null,null,null,null,null,null,null,null,null,null,null,null,null,null,null,null,null,null,null,null,null,null,null,null,null,null,null,null,null,null,null,null,null,null,null,null,null,null,null,null,null,null,null,null,null,null,null,null,null,null,null,null,null,null,null,null,null,null,null,null,null,null,null,null,null,null,null,null,null,null,null,null,null,null,null,null,null,null,null,null,null,null,null,null,null,null,null,null,null,null,null,null,null,null,3,null,null,null,null,null,4,3,null,4,null,null,null,null,null,null,null,null,null,null,null,null,null,null,null,null,null,null,null,null,null,null,null,null,null,null,null,null,null,null,null,null,null,null,null,null,null,null,null,null,null,null,null,null,null,null,null,null,1,null,null,null,1]
["XCUW135B"]
["XCUW135E"]
["XCUW141"]
["XCUW141B"]
["XCUW141E"]
["XCUW142"]
["XCUW142B"]
["XCUW142E"]
["XCUW143"]
["XCUW143B"]
["XCUW143E"]
["XCUW144"]
["XCUW144B"]
["XCUW144E"]
["XCUW145"]
["XCUW145B"]
["XCUW145E"]
["XCUW151",null,null,null,null,null,null,null,null,null,null,null,null,null,null,null,null,null,null,null,null,null,null,null,null,null,null,null,null,null,null,null,null,null,null,null,null,null,null,null,null,null,null,null,null,null,null,null,null,null,null,null,null,null,null,null,null,null,null,null,null,null,null,null,null,null,null,null,null,null,null,null,null,null,null,null,null,null,null,null,null,null,null,null,null,null,null,null,null,null,null,null,null,null,null,null,null,null,null,null,null,null,null,null,null,null,null,null,null,null,null,null,null,null,null,null,null,null,null,null,null,null,null,null,null,null,null,null,null,null,null,null,null,null,null,null,null,null,null,null,null,null,null,null,null,null,null,null,null,null,null,null,null,null,null,null,null,null,null,null,null,null,null,null,null,null,null,null,null,null,null,null,null,null,null,null,null,null,null,null,null,null,null,null,null,null,null,null,null,null,null,null,null,null,null,null,null,null,null,null,null,null,null,null,null,null,null,null,null,null,null,3,null,4,null,null,null,null,null,null,null,null,null,null,null,null,null,null,null,null,null,null,null,null,null,null,null,null,null,null,null,null,null,null,null,null,null,null,null,null,null,null,null,null,null,null,null,null,null,null,null,null,null,null,null,null,null,null,null,null,null,null,null,null,null,null,null,null,null,null,null,null,null,null,null,null,null,null,null,null,null,null,3,null,4]
["XCUW151B"]
["XCUW151E"]
["XCUW152",null,null,null,null,null,null,null,null,null,null,null,null,null,null,null,null,null,null,null,null,null,null,null,null,null,null,null,null,null,null,null,null,null,null,null,null,null,null,null,null,null,null,null,null,null,null,null,null,null,null,null,null,null,null,null,null,null,null,null,null,null,null,null,null,null,null,null,null,null,null,null,null,null,null,null,null,null,null,null,null,null,null,null,null,null,null,null,null,null,null,null,null,null,null,null,null,null,null,null,null,null,null,null,null,null,null,null,null,null,null,null,null,null,null,null,null,null,null,null,null,null,null,null,null,null,null,null,null,null,null,null,null,null,null,null,null,null,null,null,null,null,null,null,null,null,null,null,null,null,null,null,null,null,null,null,null,null,null,null,null,null,null,null,null,null,null,null,null,null,null,null,null,null,null,null,null,null,null,null,null,null,null,null,null,null,null,null,null,null,null,null,null,null,null,null,null,null,null,null,null,null,null,null,null,null,null,null,null,null,null,null,null,null,null,null,null,null,null,null,null,3,null,4,null,null,null,null,null,null,null,null,null,null,null,null,null,null,null,null,null,null,null,null,null,null,null,null,null,null,null,null,null,null,null,null,null,null,null,null,null,null,null,null,null,null,null,null,null,null,null,null,null,null,null,null,null,null,null,null,null,null,null,null,null,null,null,null,null,null,null,null,null,null,null,null,null,null,null,null,null,null,null,null,null,null,null,null,null,null,null,3,null,4]
["XCUW152B"]
["XCUW152E"]
["XCUW153",null,null,null,null,null,null,null,null,null,null,null,null,null,null,null,null,null,null,null,null,null,null,null,null,null,null,null,null,null,null,null,null,null,null,null,null,null,null,null,null,null,null,null,null,null,null,null,null,null,null,null,null,null,null,null,null,null,null,null,null,null,null,null,null,null,null,null,null,null,null,null,null,null,null,null,null,null,null,null,null,null,null,null,null,null,null,null,null,null,null,null,null,null,null,null,null,null,null,null,null,null,null,null,null,null,null,null,null,null,null,null,null,null,null,null,null,null,null,null,null,null,null,null,null,null,null,null,null,null,null,null,null,null,null,null,null,null,null,null,null,null,null,null,null,null,null,null,null,null,null,null,null,null,null,null,null,null,null,null,null,null,null,null,null,null,null,null,null,null,null,null,null,null,null,null,null,null,null,null,null,null,null,null,null,null,null,null,null,null,null,null,null,null,null,null,null,null,null,null,null,null,null,null,null,null,null,null,null,null,null,null,null,null,null,null,null,null,null,null,null,null,null,null,null,null,null,null,null,null,null,3,null,4,null,null,null,null,null,null,null,null,null,null,null,null,null,null,null,null,null,null,null,null,null,null,null,null,null,null,null,null,null,null,null,null,null,null,null,null,null,null,null,null,null,null,null,null,null,null,null,null,null,null,null,null,null,null,null,null,null,null,null,null,null,null,null,null,null,null,null,null,null,null,null,null,null,null,null,null,null,null,null,null,null,null,null,null,null,null,null,null,null,null,null,null,null,null,null,3,null,null,4]
["XCUW153B"]
["XCUW153E"]
["XCUW154",null,null,null,null,null,null,null,null,null,null,null,null,null,null,null,null,null,null,null,null,null,null,null,null,null,null,null,null,null,null,null,null,null,null,null,null,null,null,null,null,null,null,null,null,null,null,null,null,null,null,null,null,null,null,null,null,null,null,null,null,null,null,null,null,null,null,null,null,null,null,null,null,null,null,null,null,null,null,null,null,null,null,null,null,null,null,null,null,null,null,null,null,null,null,null,null,null,null,null,null,null,null,null,null,null,null,null,null,null,null,null,null,null,null,null,null,null,null,null,null,null,null,null,null,null,null,null,null,null,null,null,null,null,null,null,null,null,null,null,null,null,null,null,null,null,null,null,null,null,null,null,null,null,null,null,null,null,null,null,null,null,null,null,null,null,null,null,null,null,null,null,null,null,null,null,null,null,null,null,null,null,null,null,null,null,null,null,null,null,null,null,null,null,null,null,null,null,null,null,null,null,null,null,null,null,null,null,null,null,null,null,null,null,null,null,null,null,null,null,null,null,null,null,null,null,null,null,null,null,null,null,null,null,null,null,null,null,null,null,null,3,null,4,null,null,null,null,null,null,null,null,null,null,null,null,null,null,null,null,null,null,null,null,null,null,null,null,null,null,null,null,null,null,null,null,null,null,null,null,null,null,null,null,null,null,null,null,null,null,null,null,null,null,null,null,null,null,null,null,null,null,null,null,null,null,null,null,null,null,null,null,null,null,null,null,null,null,null,null,null,null,null,null,null,null,null,null,null,null,null,null,null,null,null,null,null,null,null,null,null,null,null,null,null,null,null,null,null,null,3,null,4]
["XCUW154B"]
["XCUW154E"]
["XCUW155",null,null,null,null,null,null,null,null,null,null,null,null,null,null,null,null,null,null,null,null,null,null,null,null,null,null,null,null,null,null,null,null,null,null,null,null,null,null,null,null,null,null,null,null,null,null,null,null,null,null,null,null,null,null,null,null,null,null,null,null,null,null,null,null,null,null,null,null,null,null,null,null,null,null,null,null,null,null,null,null,null,null,null,null,null,null,null,null,null,null,null,null,null,null,null,null,null,null,null,null,null,null,null,null,null,null,null,null,null,null,null,null,null,null,null,null,null,null,null,null,null,null,null,null,null,null,null,null,null,null,null,null,null,null,null,null,null,null,null,null,null,null,null,null,null,null,null,null,null,null,null,null,null,null,null,null,null,null,null,null,null,null,null,null,null,null,null,null,null,null,null,null,null,null,null,null,null,null,null,null,null,null,null,null,null,null,null,null,null,null,null,null,null,null,null,null,null,null,null,null,null,null,null,null,null,null,null,null,null,null,null,null,null,null,null,null,null,null,null,null,null,null,null,null,null,null,null,null,null,null,null,null,null,null,null,null,null,null,null,null,null,null,null,null,null,null,null,null,null,null,3,null,4,null,null,null,null,null,null,null,null,null,null,null,null,null,null,null,null,null,null,null,null,null,null,null,null,null,null,null,null,null,null,null,null,null,null,null,null,null,null,null,null,null,null,null,null,null,null,null,null,null,null,null,null,null,null,null,null,null,null,null,null,null,null,null,null,null,null,null,null,null,null,null,null,null,null,null,null,null,null,null,null,null,null,null,null,null,null,null,null,null,null,null,null,null,null,null,null,null,null,null,null,null,null,null,null,null,null,null,null,null,null,null,null,null,null,3,null,4]
["XCUW155B"]
["XCUW155E"]
["XCUW161"]
["XCUW161B"]
["XCUW161E"]
["XCUW162"]
["XCUW162B"]
["XCUW162E"]
["XCUW163"]
["XCUW163B"]
["XCUW163E"]
["XCUW164"]
["XCUW164B"]
["XCUW164E"]
["XCUW165"]
["XCUW165B"]
["XCUW165E"]
["XCUW171"]
["XCUW172"]
["XCUW173"]
["XCUW174"]
["XCUW175"]
["XCUW181"]
["XCUW182"]
["XCUW183"]
["XCUW184"]
["XCUW185"]
["XCUW191"]
["XCUW192"]
["XCUW193"]
["XCUW194"]
["XCUW195"]
["XCUW511",null,null,null,null,null,null,null,null,null,null,null,null,null,null,null,null,null,null,null,null,null,null,null,null,null,null,null,null,null,null,null,null,null,null,null,null,null,null,null,null,null,null,null,null,null,null,null,null,null,null,null,null,null,null,null,null,null,null,null,null,null,null,null,null,null,null,null,null,null,null,null,null,null,null,null,null,null,null,null,null,null,null,null,null,null,null,null,null,null,null,null,null,null,null,null,null,null,null,null,null,null,null,null,null,null,null,null,null,null,null,null,null,null,null,null,null,null,null,null,null,null,null,null,null,null,null,null,null,null,null,null,null,null,null,null,null,null,null,null,null,null,null,null,null,null,null,null,null,null,null,null,null,null,null,null,null,null,null,null,null,null,null,null,null,null,null,null,null,null,null,null,null,null,null,null,null,null,null,null,null,null,null,null,null,null,null,null,null,null,null,null,null,null,null,null,null,null,null,null,null,null,null,3,null,null,5,1,null,null,null,null,null,null,null,null,null,null,null,null,null,null,null,null,null,null,null,null,null,null,null,null,null,null,null,null,null,null,null,null,null,null,null,null,null,null,null,null,null,null,null,null,null,null,null,null,null,null,null,null,null,null,null,null,null,null,null,null,null,null,null,null,null,null,null,null,null,null,null,3,null,null,null,null,null,5,1,null,1,null,null,null,null,null,null,null,null,null,null,null,null,null,null,null,null,null,null,null,null,null,null,null,null,null,null,null,null,null,null,null,null,null,null,null,null,null,null,null,null,null,null,null,null,null,null,null,null,null,null,null,null,null,null,null,null,null,null,null,null,null,null,null,null,null,null,null,null,null,null,null,null,null,null,null,null,null,null,null,null,null,null,null,null,null,null,null,null,null,null,null,1,null,null,null,1]
["XCUW511B"]
["XCUW511E"]
["XCUW511K",null,null,null,null,null,null,null,null,null,null,null,null,null,null,null,null,null,null,null,null,null,null,null,null,null,null,null,null,null,null,null,null,null,null,null,null,null,null,null,null,null,null,null,null,null,null,null,null,null,null,null,null,null,null,null,null,null,null,null,null,null,null,null,null,null,null,null,null,null,null,null,null,null,null,null,null,null,null,null,null,null,null,null,null,null,null,null,null,null,null,null,null,null,null,null,null,null,null,null,null,null,null,null,null,null,null,null,null,null,null,null,null,null,null,null,null,null,null,null,null,null,null,null,null,null,null,null,null,null,null,null,null,null,null,null,null,null,null,null,null,null,null,null,null,null,null,null,null,null,null,null,null,null,null,null,null,null,null,null,null,null,null,null,null,null,null,null,null,null,null,null,null,null,null,null,null,null,null,null,null,null,null,null,null,null,null,null,null,null,null,null,null,null,null,null,null,null,null,null,null,null,null,null,null,null,null,null,null,null,null,null,null,null,null,null,null,null,null,null,null,null,null,null,null,null,null,null,null,null,null,null,null,null,null,null,null,null,null,null,null,null,null,null,null,null,null,null,null,null,null,null,null,null,null,null,null,null,null,null,null,null,null,null,null,null,null,null,null,null,null,null,null,null,null,null,null,null,null,null,null,null,null,null,null,null,null,null,null,null,null,null,null,null,null,null,null,null,null,null,null,null,null,null,null,null,null,null,null,null,null,null,null,null,null,null,null,null,null,null,null,null,null,null,null,null,null,null,null,null,null,null,null,null,null,null,null,null,null,null,null,null,null,null,null,null,null,null,null,null,null,null,null,null,null,null,null,null,null,null,null,null,null,null,null,null,null,null,null,null,null,null,null,null,null,null,null,null,1]
["XCUW512",null,null,null,null,null,null,null,null,null,null,null,null,null,null,null,null,null,null,null,null,null,null,null,null,null,null,null,null,null,null,null,null,null,null,null,null,null,null,null,null,null,null,null,null,null,null,null,null,null,null,null,null,null,null,null,null,null,null,null,null,null,null,null,null,null,null,null,null,null,null,null,null,null,null,null,null,null,null,null,null,null,null,null,null,null,null,null,null,null,null,null,null,null,null,null,null,null,null,null,null,null,null,null,null,null,null,null,null,null,null,null,null,null,null,null,null,null,null,null,null,null,null,null,null,null,null,null,null,null,null,null,null,null,null,null,null,null,null,null,null,null,null,null,null,null,null,null,null,null,null,null,null,null,null,null,null,null,null,null,null,null,null,null,null,null,null,null,null,null,null,null,null,null,null,null,null,null,null,null,null,null,null,null,null,null,null,null,null,null,null,null,null,null,null,null,null,null,null,null,null,null,null,null,null,null,null,null,null,null,null,null,null,null,3,null,null,5,1,null,null,null,null,null,null,null,null,null,null,null,null,null,null,null,null,null,null,null,null,null,null,null,null,null,null,null,null,null,null,null,null,null,null,null,null,null,null,null,null,null,null,null,null,null,null,null,null,null,null,null,null,null,null,null,null,null,null,null,null,null,null,null,null,null,null,null,null,null,null,null,null,null,null,null,null,null,null,3,null,null,null,null,null,null,5,1,null,1,null,null,null,null,null,null,null,null,null,null,null,null,null,null,null,null,null,null,null,null,null,null,null,null,null,null,null,null,null,null,null,null,null,null,null,null,null,null,null,null,null,null,null,null,null,null,null,null,null,null,null,null,null,null,null,null,null,null,null,null,null,null,null,null,null,null,null,null,null,null,null,null,null,null,null,null,null,null,null,null,null,null,1,null,null,null,1]
["XCUW512B"]
["XCUW512E"]
["XCUW512K",null,null,null,null,null,null,null,null,null,null,null,null,null,null,null,null,null,null,null,null,null,null,null,null,null,null,null,null,null,null,null,null,null,null,null,null,null,null,null,null,null,null,null,null,null,null,null,null,null,null,null,null,null,null,null,null,null,null,null,null,null,null,null,null,null,null,null,null,null,null,null,null,null,null,null,null,null,null,null,null,null,null,null,null,null,null,null,null,null,null,null,null,null,null,null,null,null,null,null,null,null,null,null,null,null,null,null,null,null,null,null,null,null,null,null,null,null,null,null,null,null,null,null,null,null,null,null,null,null,null,null,null,null,null,null,null,null,null,null,null,null,null,null,null,null,null,null,null,null,null,null,null,null,null,null,null,null,null,null,null,null,null,null,null,null,null,null,null,null,null,null,null,null,null,null,null,null,null,null,null,null,null,null,null,null,null,null,null,null,null,null,null,null,null,null,null,null,null,null,null,null,null,null,null,null,null,null,null,null,null,null,null,null,null,null,null,null,null,null,null,null,null,null,null,null,null,null,null,null,null,null,null,null,null,null,null,null,null,null,null,null,null,null,null,null,null,null,null,null,null,null,null,null,null,null,null,null,null,null,null,null,null,null,null,null,null,null,null,null,null,null,null,null,null,null,null,null,null,null,null,null,null,null,null,null,null,null,null,null,null,null,null,null,null,null,null,null,null,null,null,null,null,null,null,null,null,null,null,null,null,null,null,null,null,null,null,null,null,null,null,null,null,null,null,null,null,null,null,null,null,null,null,null,null,null,null,null,null,null,null,null,null,null,null,null,null,null,null,null,null,null,null,null,null,null,null,null,null,null,null,null,null,null,null,null,null,null,null,null,null,null,null,null,null,null,null,null,null,null,null,null,null,null,null,null,null,null,1]
["XCUW513",null,null,null,null,null,null,null,null,null,null,null,null,null,null,null,null,null,null,null,null,null,null,null,null,null,null,null,null,null,null,null,null,null,null,null,null,null,null,null,null,null,null,null,null,null,null,null,null,null,null,null,null,null,null,null,null,null,null,null,null,null,null,null,null,null,null,null,null,null,null,null,null,null,null,null,null,null,null,null,null,null,null,null,null,null,null,null,null,null,null,null,null,null,null,null,null,null,null,null,null,null,null,null,null,null,null,null,null,null,null,null,null,null,null,null,null,null,null,null,null,null,null,null,null,null,null,null,null,null,null,null,null,null,null,null,null,null,null,null,null,null,null,null,null,null,null,null,null,null,null,null,null,null,null,null,null,null,null,null,null,null,null,null,null,null,null,null,null,null,null,null,null,null,null,null,null,null,null,null,null,null,null,null,null,null,null,null,null,null,null,null,null,null,null,null,null,null,null,null,null,null,null,null,null,null,null,null,null,null,null,null,null,null,null,null,null,null,null,null,null,null,null,null,3,null,null,5,1,null,null,null,null,null,null,null,null,null,null,null,null,null,null,null,null,null,null,null,null,null,null,null,null,null,null,null,null,null,null,null,null,null,null,null,null,null,null,null,null,null,null,null,null,null,null,null,null,null,null,null,null,null,null,null,null,null,null,null,null,null,null,null,null,null,null,null,null,null,null,null,null,null,null,null,null,null,null,null,null,null,null,null,null,null,null,null,3,null,null,null,null,null,5,1,null,1,null,null,null,null,null,null,null,null,null,null,null,null,null,null,null,null,null,null,null,null,null,null,null,null,null,null,null,null,null,null,null,null,null,null,null,null,null,null,null,null,null,null,null,null,null,null,null,null,null,null,null,null,null,null,null,null,null,null,null,null,null,null,null,null,null,null,null,null,null,null,null,null,1,null,null,null,null,1]
["XCUW513B"]
["XCUW513E"]
["XCUW513K"]
["XCUW514",null,null,null,null,null,null,null,null,null,null,null,null,null,null,null,null,null,null,null,null,null,null,null,null,null,null,null,null,null,null,null,null,null,null,null,null,null,null,null,null,null,null,null,null,null,null,null,null,null,null,null,null,null,null,null,null,null,null,null,null,null,null,null,null,null,null,null,null,null,null,null,null,null,null,null,null,null,null,null,null,null,null,null,null,null,null,null,null,null,null,null,null,null,null,null,null,null,null,null,null,null,null,null,null,null,null,null,null,null,null,null,null,null,null,null,null,null,null,null,null,null,null,null,null,null,null,null,null,null,null,null,null,null,null,null,null,null,null,null,null,null,null,null,null,null,null,null,null,null,null,null,null,null,null,null,null,null,null,null,null,null,null,null,null,null,null,null,null,null,null,null,null,null,null,null,null,null,null,null,null,null,null,null,null,null,null,null,null,null,null,null,null,null,null,null,null,null,null,null,null,null,null,null,null,null,null,null,null,null,null,null,null,null,null,null,null,null,null,null,null,null,null,null,null,null,null,null,null,null,null,null,null,null,3,null,null,5,1,null,null,null,null,null,null,null,null,null,null,null,null,null,null,null,null,null,null,null,null,null,null,null,null,null,null,null,null,null,null,null,null,null,null,null,null,null,null,null,null,null,null,null,null,null,null,null,null,null,null,null,null,null,null,null,null,null,null,null,null,null,null,null,null,null,null,null,null,null,null,null,null,null,null,null,null,null,null,null,null,null,null,null,null,null,null,null,null,null,null,null,null,null,null,null,null,3,null,null,null,null,null,null,5,1,null,1,null,null,null,null,null,null,null,null,null,null,null,null,null,null,null,null,null,null,null,null,null,null,null,null,null,null,null,null,null,null,null,null,null,null,null,null,null,null,null,null,null,null,null,null,null,null,null,null,null,null,null,null,null,null,null,null,null,null,null,null,null,1,null,null,null,1]
["XCUW514B"]
["XCUW514E"]
["XCUW515",null,null,null,null,null,null,null,null,null,null,null,null,null,null,null,null,null,null,null,null,null,null,null,null,null,null,null,null,null,null,null,null,null,null,null,null,null,null,null,null,null,null,null,null,null,null,null,null,null,null,null,null,null,null,null,null,null,null,null,null,null,null,null,null,null,null,null,null,null,null,null,null,null,null,null,null,null,null,null,null,null,null,null,null,null,null,null,null,null,null,null,null,null,null,null,null,null,null,null,null,null,null,null,null,null,null,null,null,null,null,null,null,null,null,null,null,null,null,null,null,null,null,null,null,null,null,null,null,null,null,null,null,null,null,null,null,null,null,null,null,null,null,null,null,null,null,null,null,null,null,null,null,null,null,null,null,null,null,null,null,null,null,null,null,null,null,null,null,null,null,null,null,null,null,null,null,null,null,null,null,null,null,null,null,null,null,null,null,null,null,null,null,null,null,null,null,null,null,null,null,null,null,null,null,null,null,null,null,null,null,null,null,null,null,null,null,null,null,null,null,null,null,null,null,null,null,null,null,null,null,null,null,null,null,null,null,null,null,null,null,null,null,null,3,null,null,5,1,null,null,null,null,null,null,null,null,null,null,null,null,null,null,null,null,null,null,null,null,null,null,null,null,null,null,null,null,null,null,null,null,null,null,null,null,null,null,null,null,null,null,null,null,null,null,null,null,null,null,null,null,null,null,null,null,null,null,null,null,null,null,null,null,null,null,null,null,null,null,null,null,null,null,null,null,null,null,null,null,null,null,null,null,null,null,null,null,null,null,null,null,null,null,null,null,null,null,null,null,null,null,null,null,null,null,3,null,null,null,null,null,5,1,null,1,null,null,null,null,null,null,null,null,null,null,null,null,null,null,null,null,null,null,null,null,null,null,null,null,null,null,null,null,null,null,null,null,null,null,null,null,null,null,null,null,null,null,null,null,null,null,null,null,null,null,1,null,null,null,1]
["XCUW515B"]
["XCUW515E"]
["XCUW521",null,null,null,null,null,null,null,null,null,null,null,null,null,null,null,null,null,null,null,null,null,null,null,null,null,null,null,null,null,null,null,null,null,null,null,null,null,null,null,null,null,null,null,null,null,null,null,null,null,null,null,null,null,null,null,null,null,null,null,null,null,null,null,null,null,null,null,null,null,null,null,null,null,null,null,null,null,null,null,null,null,null,null,null,null,null,null,null,null,null,null,null,null,null,null,null,null,null,null,null,null,null,null,null,null,null,null,null,null,null,null,null,null,null,null,null,null,null,null,null,null,null,null,null,null,null,null,null,null,null,null,null,null,null,null,null,null,null,null,null,null,null,null,null,null,null,null,null,null,null,null,null,null,null,null,null,null,null,null,null,null,null,null,null,null,null,null,null,null,null,null,null,null,null,null,null,null,null,null,null,null,null,null,null,null,null,null,null,null,null,null,null,null,null,null,null,null,null,null,null,null,null,null,null,null,null,4,null,null,null,null,null,null,null,null,null,null,null,null,null,null,null,null,null,null,null,null,null,null,null,null,null,null,null,null,null,null,null,null,null,null,null,null,null,null,null,null,null,null,null,null,null,null,null,null,null,null,null,null,null,null,null,null,null,null,null,null,null,null,null,null,null,null,null,null,null,null,null,null,null,null,null,null,null,null,null,1,null,1]
["XCUW521B"]
["XCUW521E"]
["XCUW521K"]
["XCUW522",null,null,null,null,null,null,null,null,null,null,null,null,null,null,null,null,null,null,null,null,null,null,null,null,null,null,null,null,null,null,null,null,null,null,null,null,null,null,null,null,null,null,null,null,null,null,null,null,null,null,null,null,null,null,null,null,null,null,null,null,null,null,null,null,null,null,null,null,null,null,null,null,null,null,null,null,null,null,null,null,null,null,null,null,null,null,null,null,null,null,null,null,null,null,null,null,null,null,null,null,null,null,null,null,null,null,null,null,null,null,null,null,null,null,null,null,null,null,null,null,null,null,null,null,null,null,null,null,null,null,null,null,null,null,null,null,null,null,null,null,null,null,null,null,null,null,null,null,null,null,null,null,null,null,null,null,null,null,null,null,null,null,null,null,null,null,null,null,null,null,null,null,null,null,null,null,null,null,null,null,null,null,null,null,null,null,null,null,null,null,null,null,null,null,null,null,null,null,null,null,null,null,null,null,null,null,null,null,null,null,null,null,null,null,null,null,null,null,1,null,null,null,null,null,null,null,null,null,null,null,null,null,null,null,null,null,null,null,null,null,null,null,null,null,null,null,null,null,null,null,null,null,null,null,null,null,null,null,null,null,null,null,null,null,null,null,null,null,null,null,null,null,null,null,null,null,null,null,null,null,null,null,null,null,null,null,null,null,null,null,null,null,null,null,null,null,null,null,null,null,null,null,null,null,null,1,null,1]
["XCUW522B"]
["XCUW522E"]
["XCUW522K"]
["XCUW523",null,null,null,null,null,null,null,null,null,null,null,null,null,null,null,null,null,null,null,null,null,null,null,null,null,null,null,null,null,null,null,null,null,null,null,null,null,null,null,null,null,null,null,null,null,null,null,null,null,null,null,null,null,null,null,null,null,null,null,null,null,null,null,null,null,null,null,null,null,null,null,null,null,null,null,null,null,null,null,null,null,null,null,null,null,null,null,null,null,null,null,null,null,null,null,null,null,null,null,null,null,null,null,null,null,null,null,null,null,null,null,null,null,null,null,null,null,null,null,null,null,null,null,null,null,null,null,null,null,null,null,null,null,null,null,null,null,null,null,null,null,null,null,null,null,null,null,null,null,null,null,null,null,null,null,null,null,null,null,null,null,null,null,null,null,null,null,null,null,null,null,null,null,null,null,null,null,null,null,null,null,null,null,null,null,null,null,null,null,null,null,null,null,null,null,null,null,null,null,null,null,null,null,null,null,null,null,null,null,null,null,null,null,null,null,null,null,null,null,null,null,null,null,null,null,null,null,null,1,null,null,null,null,null,null,null,null,null,null,null,null,null,null,null,null,null,null,null,null,null,null,null,null,null,null,null,null,null,null,null,null,null,null,null,null,null,null,null,null,null,null,null,null,null,null,null,null,null,null,null,null,null,null,null,null,null,null,null,null,null,null,null,null,null,null,null,null,null,null,null,null,null,null,null,null,null,null,null,null,null,null,null,null,null,null,null,null,null,null,null,null,null,null,1,null,1]
["XCUW523B"]
["XCUW523E"]
["XCUW523K"]
["XCUW524",null,null,null,null,null,null,null,null,null,null,null,null,null,null,null,null,null,null,null,null,null,null,null,null,null,null,null,null,null,null,null,null,null,null,null,null,null,null,null,null,null,null,null,null,null,null,null,null,null,null,null,null,null,null,null,null,null,null,null,null,null,null,null,null,null,null,null,null,null,null,null,null,null,null,null,null,null,null,null,null,null,null,null,null,null,null,null,null,null,null,null,null,null,null,null,null,null,null,null,null,null,null,null,null,null,null,null,null,null,null,null,null,null,null,null,null,null,null,null,null,null,null,null,null,null,null,null,null,null,null,null,null,null,null,null,null,null,null,null,null,null,null,null,null,null,null,null,null,null,null,null,null,null,null,null,null,null,null,null,null,null,null,null,null,null,null,null,null,null,null,null,null,null,null,null,null,null,null,null,null,null,null,null,null,null,null,null,null,null,null,null,null,null,null,null,null,null,null,null,null,null,null,null,null,null,null,null,null,null,null,null,null,null,null,null,null,null,null,null,null,null,null,null,null,null,null,null,null,null,null,null,null,null,null,null,null,null,null,1,null,null,null,null,null,null,null,null,null,null,null,null,null,null,null,null,null,null,null,null,null,null,null,null,null,null,null,null,null,null,null,null,null,null,null,null,null,null,null,null,null,null,null,null,null,null,null,null,null,null,null,null,null,null,null,null,null,null,null,null,null,null,null,null,null,null,null,null,null,null,null,null,null,null,null,null,null,null,null,null,null,null,null,null,null,null,null,null,null,null,null,null,null,null,null,null,null,null,null,null,null,null,null,null,1,null,1]
["XCUW524B"]
["XCUW524E"]
["XCUW525",null,null,null,null,null,null,null,null,null,null,null,null,null,null,null,null,null,null,null,null,null,null,null,null,null,null,null,null,null,null,null,null,null,null,null,null,null,null,null,null,null,null,null,null,null,null,null,null,null,null,null,null,null,null,null,null,null,null,null,null,null,null,null,null,null,null,null,null,null,null,null,null,null,null,null,null,null,null,null,null,null,null,null,null,null,null,null,null,null,null,null,null,null,null,null,null,null,null,null,null,null,null,null,null,null,null,null,null,null,null,null,null,null,null,null,null,null,null,null,null,null,null,null,null,null,null,null,null,null,null,null,null,null,null,null,null,null,null,null,null,null,null,null,null,null,null,null,null,null,null,null,null,null,null,null,null,null,null,null,null,null,null,null,null,null,null,null,null,null,null,null,null,null,null,null,null,null,null,null,null,null,null,null,null,null,null,null,null,null,null,null,null,null,null,null,null,null,null,null,null,null,null,null,null,null,null,null,null,null,null,null,null,null,null,null,null,null,null,null,null,null,null,null,null,null,null,null,null,null,null,null,null,null,null,null,null,null,null,null,null,null,null,null,null,null,null,null,null,1,null,null,null,null,null,null,null,null,null,null,null,null,null,null,null,null,null,null,null,null,null,null,null,null,null,null,null,null,null,null,null,null,null,null,null,null,null,null,null,null,null,null,null,null,null,null,null,null,null,null,null,null,null,null,null,null,null,null,null,null,null,null,null,null,null,null,null,null,null,null,null,null,null,null,null,null,null,null,null,null,null,null,null,null,null,null,null,null,null,null,null,null,null,null,null,null,null,null,null,null,null,null,null,null,null,null,null,null,null,null,null,null,null,1,null,1]
["XCUW525B"]
["XCUW525E"]
["XCUW531",null,null,null,null,null,null,null,null,null,null,null,null,null,null,null,null,null,null,null,null,null,null,null,null,null,null,null,null,null,null,null,null,null,null,null,null,null,null,null,null,null,null,null,null,null,null,null,null,null,null,null,null,null,null,null,null,null,null,null,null,null,null,null,null,null,null,null,null,null,null,null,null,null,null,null,null,null,null,null,null,null,null,null,null,null,null,null,null,null,null,null,null,null,null,null,null,null,null,null,null,null,null,null,null,null,null,null,null,null,null,null,null,null,null,null,null,null,null,null,null,null,null,null,null,null,null,null,null,null,null,null,null,null,null,null,null,null,null,null,null,null,null,null,null,null,null,null,null,null,null,null,null,null,null,null,null,null,null,null,null,null,null,null,null,null,null,null,null,null,null,null,null,null,null,null,null,null,null,null,null,null,null,null,null,null,null,null,null,null,null,null,null,null,null,null,null,null,null,null,null,null,null,null,null,3,null,null,null,5,null,null,2,null,null,null,null,null,null,null,null,null,null,null,null,null,null,null,null,null,null,null,null,null,null,null,null,null,null,null,null,null,null,null,null,null,null,null,null,null,null,null,null,null,null,null,null,null,null,null,null,null,null,null,null,null,null,null,null,null,null,null,null,null,null,null,null,null,null,null,null,3,null,3,null,null,null,4,null,4,1,null,null,1,null,null,null,null,null,null,null,null,null,null,null,null,null,null,null,null,null,null,null,null,null,null,null,null,null,null,null,null,null,null,null,null,null,null,null,null,null,null,null,null,null,null,null,null,null,null,null,null,null,null,null,null,null,null,null,null,null,null,null,null,null,null,null,null,null,null,null,null,null,null,null,null,null,null,null,null,null,null,null,null,null,null,null,null,null,null,null,null,1,null,null,null,1]
["XCUW531B"]
["XCUW531E"]
["XCUW531K"]
["XCUW532",null,null,null,null,null,null,null,null,null,null,null,null,null,null,null,null,null,null,null,null,null,null,null,null,null,null,null,null,null,null,null,null,null,null,null,null,null,null,null,null,null,null,null,null,null,null,null,null,null,null,null,null,null,null,null,null,null,null,null,null,null,null,null,null,null,null,null,null,null,null,null,null,null,null,null,null,null,null,null,null,null,null,null,null,null,null,null,null,null,null,null,null,null,null,null,null,null,null,null,null,null,null,null,null,null,null,null,null,null,null,null,null,null,null,null,null,null,null,null,null,null,null,null,null,null,null,null,null,null,null,null,null,null,null,null,null,null,null,null,null,null,null,null,null,null,null,null,null,null,null,null,null,null,null,null,null,null,null,null,null,null,null,null,null,null,null,null,null,null,null,null,null,null,null,null,null,null,null,null,null,null,null,null,null,null,null,null,null,null,null,null,null,null,null,null,null,null,null,null,null,null,null,null,null,null,null,null,null,null,null,null,null,null,null,null,3,null,null,4,null,null,2,null,null,null,null,null,null,null,null,null,null,null,null,null,null,null,null,null,null,null,null,null,null,null,null,null,null,null,null,null,null,null,null,null,null,null,null,null,null,null,null,null,null,null,null,null,null,null,null,null,null,null,null,null,null,null,null,null,null,null,null,null,null,null,null,null,null,null,null,null,null,null,null,null,null,null,null,3,null,null,3,null,null,null,4,null,4,1,null,null,1,null,null,null,null,null,null,null,null,null,null,null,null,null,null,null,null,null,null,null,null,null,null,null,null,null,null,null,null,null,null,null,null,null,null,null,null,null,null,null,null,null,null,null,null,null,null,null,null,null,null,null,null,null,null,null,null,null,null,null,null,null,null,null,null,null,null,null,null,null,null,null,null,null,null,null,null,null,null,null,1,null,null,null,1]
["XCUW532B"]
["XCUW532E"]
["XCUW532K"]
["XCUW533",null,null,null,null,null,null,null,null,null,null,null,null,null,null,null,null,null,null,null,null,null,null,null,null,null,null,null,null,null,null,null,null,null,null,null,null,null,null,null,null,null,null,null,null,null,null,null,null,null,null,null,null,null,null,null,null,null,null,null,null,null,null,null,null,null,null,null,null,null,null,null,null,null,null,null,null,null,null,null,null,null,null,null,null,null,null,null,null,null,null,null,null,null,null,null,null,null,null,null,null,null,null,null,null,null,null,null,null,null,null,null,null,null,null,null,null,null,null,null,null,null,null,null,null,null,null,null,null,null,null,null,null,null,null,null,null,null,null,null,null,null,null,null,null,null,null,null,null,null,null,null,null,null,null,null,null,null,null,null,null,null,null,null,null,null,null,null,null,null,null,null,null,null,null,null,null,null,null,null,null,null,null,null,null,null,null,null,null,null,null,null,null,null,null,null,null,null,null,null,null,null,null,null,null,null,null,null,null,null,null,null,null,null,null,null,null,null,null,null,null,null,null,null,null,null,3,null,null,4,null,null,2,null,null,null,null,null,null,null,null,null,null,null,null,null,null,null,null,null,null,null,null,null,null,null,null,null,null,null,null,null,null,null,null,null,null,null,null,null,null,null,null,null,null,null,null,null,null,null,null,null,null,null,null,null,null,null,null,null,null,null,null,null,null,null,null,null,null,null,null,null,null,null,null,null,null,null,null,null,null,null,null,null,null,null,null,null,3,null,3,null,null,null,4,null,4,1,null,null,null,1,null,null,null,null,null,null,null,null,null,null,null,null,null,null,null,null,null,null,null,null,null,null,null,null,null,null,null,null,null,null,null,null,null,null,null,null,null,null,null,null,null,null,null,null,null,null,null,null,null,null,null,null,null,null,null,null,null,null,null,null,null,null,null,null,null,null,null,null,1,null,null,null,null,1]
["XCUW533B"]
["XCUW533E"]
["XCUW533K"]
["XCUW534",null,null,null,null,null,null,null,null,null,null,null,null,null,null,null,null,null,null,null,null,null,null,null,null,null,null,null,null,null,null,null,null,null,null,null,null,null,null,null,null,null,null,null,null,null,null,null,null,null,null,null,null,null,null,null,null,null,null,null,null,null,null,null,null,null,null,null,null,null,null,null,null,null,null,null,null,null,null,null,null,null,null,null,null,null,null,null,null,null,null,null,null,null,null,null,null,null,null,null,null,null,null,null,null,null,null,null,null,null,null,null,null,null,null,null,null,null,null,null,null,null,null,null,null,null,null,null,null,null,null,null,null,null,null,null,null,null,null,null,null,null,null,null,null,null,null,null,null,null,null,null,null,null,null,null,null,null,null,null,null,null,null,null,null,null,null,null,null,null,null,null,null,null,null,null,null,null,null,null,null,null,null,null,null,null,null,null,null,null,null,null,null,null,null,null,null,null,null,null,null,null,null,null,null,null,null,null,null,null,null,null,null,null,null,null,null,null,null,null,null,null,null,null,null,null,null,null,null,null,null,null,null,null,null,null,3,null,null,4,null,null,2,null,null,null,null,null,null,null,null,null,null,null,null,null,null,null,null,null,null,null,null,null,null,null,null,null,null,null,null,null,null,null,null,null,null,null,null,null,null,null,null,null,null,null,null,null,null,null,null,null,null,null,null,null,null,null,null,null,null,null,null,null,null,null,null,null,null,null,null,null,null,null,null,null,null,null,null,null,null,null,null,null,null,null,null,null,null,null,null,null,null,null,null,null,null,3,null,3,null,null,null,null,4,null,4,1,null,null,null,1,null,null,null,null,null,null,null,null,null,null,null,null,null,null,null,null,null,null,null,null,null,null,null,null,null,null,null,null,null,null,null,null,null,null,null,null,null,null,null,null,null,null,null,null,null,null,null,null,null,null,null,null,null,null,null,null,null,1,null,null,null,1]
["XCUW534B"]
["XCUW534E"]
["XCUW535",null,null,null,null,null,null,null,null,null,null,null,null,null,null,null,null,null,null,null,null,null,null,null,null,null,null,null,null,null,null,null,null,null,null,null,null,null,null,null,null,null,null,null,null,null,null,null,null,null,null,null,null,null,null,null,null,null,null,null,null,null,null,null,null,null,null,null,null,null,null,null,null,null,null,null,null,null,null,null,null,null,null,null,null,null,null,null,null,null,null,null,null,null,null,null,null,null,null,null,null,null,null,null,null,null,null,null,null,null,null,null,null,null,null,null,null,null,null,null,null,null,null,null,null,null,null,null,null,null,null,null,null,null,null,null,null,null,null,null,null,null,null,null,null,null,null,null,null,null,null,null,null,null,null,null,null,null,null,null,null,null,null,null,null,null,null,null,null,null,null,null,null,null,null,null,null,null,null,null,null,null,null,null,null,null,null,null,null,null,null,null,null,null,null,null,null,null,null,null,null,null,null,null,null,null,null,null,null,null,null,null,null,null,null,null,null,null,null,null,null,null,null,null,null,null,null,null,null,null,null,null,null,null,null,null,null,null,null,null,null,null,null,null,null,null,3,null,null,4,null,null,2,null,null,null,null,null,null,null,null,null,null,null,null,null,null,null,null,null,null,null,null,null,null,null,null,null,null,null,null,null,null,null,null,null,null,null,null,null,null,null,null,null,null,null,null,null,null,null,null,null,null,null,null,null,null,null,null,null,null,null,null,null,null,null,null,null,null,null,null,null,null,null,null,null,null,null,null,null,null,null,null,null,null,null,null,null,null,null,null,null,null,null,null,null,null,null,null,null,null,null,null,null,null,null,null,3,null,3,null,null,null,4,null,4,1,null,null,1,null,null,null,null,null,null,null,null,null,null,null,null,null,null,null,null,null,null,null,null,null,null,null,null,null,null,null,null,null,null,null,null,null,null,null,null,null,null,null,null,null,null,null,null,null,null,null,1,null,null,null,1]
["XCUW535B"]
["XCUW535E"]

{"sheet":"Auswahlhilfe","index":2,"n_rows":501,"n_cols":7,"rows_kept":501,"cut":false,"hidden":false,"merged":[]}
["Auswahlhilfe für Einzelkomponenten für die Verteilertechnik"]
["Module, die sich nicht aus dem Einzelteile-Baukasten "]
["kombinieren lassen, werden nicht dargestellt."]
[]
["Eingabe der Artikelnummer und Stückzahl in die gelben Felder."]
[]
["MT12674",null,null,null,"Anzahl Module",1]
[]
["Aritkelnummer","Anzahl",null,"Art.Nr. Mehrpack","% Inhalt vom Einzelartikel","Stückzahl von Einzelartikel","Benötigte Anzahl Mehrpack"]
["Artikelnummer","Anzahl",null,"Spalte1","Spalte2","Spalte3","Spalte4"]
["FAG11N",{"$f":"($F$7*(INDEX(Tabelle1!$A$1:$PG$492,MATCH($A11,Tabelle1!$A$1:$A$492,0),MATCH($A$7,Tabelle1!$A$1:$PG$1,0))))","v":0},null,"FAG11N10",0.1,10,{"$f":"Tabelle2[[#This Row],[Anzahl]]/Tabelle3[[#This Row],[Spalte3]]","v":0}]
["FAG11N10",{"$f":"($F$7*(INDEX(Tabelle1!$A$1:$PG$492,MATCH($A12,Tabelle1!$A$1:$A$492,0),MATCH($A$7,Tabelle1!$A$1:$PG$1,0))))","v":0},null,null,null,null,{"$f":"Tabelle2[[#This Row],[Anzahl]]/Tabelle3[[#This Row],[Spalte3]]","v":{"$error":"#DIV/0!"}}]
["FAG12N",{"$f":"($F$7*(INDEX(Tabelle1!$A$1:$PG$492,MATCH($A13,Tabelle1!$A$1:$A$492,0),MATCH($A$7,Tabelle1!$A$1:$PG$1,0))))","v":0},null,"FAG12N10",0.1,10,{"$f":"Tabelle2[[#This Row],[Anzahl]]/Tabelle3[[#This Row],[Spalte3]]","v":0}]
["FAG12N10",{"$f":"($F$7*(INDEX(Tabelle1!$A$1:$PG$492,MATCH($A14,Tabelle1!$A$1:$A$492,0),MATCH($A$7,Tabelle1!$A$1:$PG$1,0))))","v":0},null,null,null,null,{"$f":"Tabelle2[[#This Row],[Anzahl]]/Tabelle3[[#This Row],[Spalte3]]","v":{"$error":"#DIV/0!"}}]
["FAG13N",{"$f":"($F$7*(INDEX(Tabelle1!$A$1:$PG$492,MATCH($A15,Tabelle1!$A$1:$A$492,0),MATCH($A$7,Tabelle1!$A$1:$PG$1,0))))","v":0},null,"FAG13N10",0.1,10,{"$f":"Tabelle2[[#This Row],[Anzahl]]/Tabelle3[[#This Row],[Spalte3]]","v":0}]
["FAG13N10",{"$f":"($F$7*(INDEX(Tabelle1!$A$1:$PG$492,MATCH($A16,Tabelle1!$A$1:$A$492,0),MATCH($A$7,Tabelle1!$A$1:$PG$1,0))))","v":0},null,null,null,null,{"$f":"Tabelle2[[#This Row],[Anzahl]]/Tabelle3[[#This Row],[Spalte3]]","v":{"$error":"#DIV/0!"}}]
["FAG14N",{"$f":"($F$7*(INDEX(Tabelle1!$A$1:$PG$492,MATCH($A17,Tabelle1!$A$1:$A$492,0),MATCH($A$7,Tabelle1!$A$1:$PG$1,0))))","v":0},null,"FAG14N10",0.1,10,{"$f":"Tabelle2[[#This Row],[Anzahl]]/Tabelle3[[#This Row],[Spalte3]]","v":0}]
["FAG14N10",{"$f":"($F$7*(INDEX(Tabelle1!$A$1:$PG$492,MATCH($A18,Tabelle1!$A$1:$A$492,0),MATCH($A$7,Tabelle1!$A$1:$PG$1,0))))","v":0},null,null,null,null,{"$f":"Tabelle2[[#This Row],[Anzahl]]/Tabelle3[[#This Row],[Spalte3]]","v":{"$error":"#DIV/0!"}}]
["FAG15N",{"$f":"($F$7*(INDEX(Tabelle1!$A$1:$PG$492,MATCH($A19,Tabelle1!$A$1:$A$492,0),MATCH($A$7,Tabelle1!$A$1:$PG$1,0))))","v":0},null,"FAG15N10",0.1,10,{"$f":"Tabelle2[[#This Row],[Anzahl]]/Tabelle3[[#This Row],[Spalte3]]","v":0}]
["FAG15N10",{"$f":"($F$7*(INDEX(Tabelle1!$A$1:$PG$492,MATCH($A20,Tabelle1!$A$1:$A$492,0),MATCH($A$7,Tabelle1!$A$1:$PG$1,0))))","v":0},null,null,null,null,{"$f":"Tabelle2[[#This Row],[Anzahl]]/Tabelle3[[#This Row],[Spalte3]]","v":{"$error":"#DIV/0!"}}]
["FAG21N",{"$f":"($F$7*(INDEX(Tabelle1!$A$1:$PG$492,MATCH($A21,Tabelle1!$A$1:$A$492,0),MATCH($A$7,Tabelle1!$A$1:$PG$1,0))))","v":0},null,"FAG21N10",0.1,10,{"$f":"Tabelle2[[#This Row],[Anzahl]]/Tabelle3[[#This Row],[Spalte3]]","v":0}]
["FAG21N10",{"$f":"($F$7*(INDEX(Tabelle1!$A$1:$PG$492,MATCH($A22,Tabelle1!$A$1:$A$492,0),MATCH($A$7,Tabelle1!$A$1:$PG$1,0))))","v":0},null,null,null,null,{"$f":"Tabelle2[[#This Row],[Anzahl]]/Tabelle3[[#This Row],[Spalte3]]","v":{"$error":"#DIV/0!"}}]
["FAG22N",{"$f":"($F$7*(INDEX(Tabelle1!$A$1:$PG$492,MATCH($A23,Tabelle1!$A$1:$A$492,0),MATCH($A$7,Tabelle1!$A$1:$PG$1,0))))","v":0},null,"FAG22N10",0.1,10,{"$f":"Tabelle2[[#This Row],[Anzahl]]/Tabelle3[[#This Row],[Spalte3]]","v":0}]
["FAG22N10",{"$f":"($F$7*(INDEX(Tabelle1!$A$1:$PG$492,MATCH($A24,Tabelle1!$A$1:$A$492,0),MATCH($A$7,Tabelle1!$A$1:$PG$1,0))))","v":0},null,null,null,null,{"$f":"Tabelle2[[#This Row],[Anzahl]]/Tabelle3[[#This Row],[Spalte3]]","v":{"$error":"#DIV/0!"}}]
["FAG23N",{"$f":"($F$7*(INDEX(Tabelle1!$A$1:$PG$492,MATCH($A25,Tabelle1!$A$1:$A$492,0),MATCH($A$7,Tabelle1!$A$1:$PG$1,0))))","v":0},null,"FAG23N10",0.1,10,{"$f":"Tabelle2[[#This Row],[Anzahl]]/Tabelle3[[#This Row],[Spalte3]]","v":0}]
["FAG23N10",{"$f":"($F$7*(INDEX(Tabelle1!$A$1:$PG$492,MATCH($A26,Tabelle1!$A$1:$A$492,0),MATCH($A$7,Tabelle1!$A$1:$PG$1,0))))","v":0},null,null,null,null,{"$f":"Tabelle2[[#This Row],[Anzahl]]/Tabelle3[[#This Row],[Spalte3]]","v":{"$error":"#DIV/0!"}}]
["FAG24N",{"$f":"($F$7*(INDEX(Tabelle1!$A$1:$PG$492,MATCH($A27,Tabelle1!$A$1:$A$492,0),MATCH($A$7,Tabelle1!$A$1:$PG$1,0))))","v":0},null,"FAG24N10",0.1,10,{"$f":"Tabelle2[[#This Row],[Anzahl]]/Tabelle3[[#This Row],[Spalte3]]","v":0}]
["FAG24N10",{"$f":"($F$7*(INDEX(Tabelle1!$A$1:$PG$492,MATCH($A28,Tabelle1!$A$1:$A$492,0),MATCH($A$7,Tabelle1!$A$1:$PG$1,0))))","v":0},null,null,null,null,{"$f":"Tabelle2[[#This Row],[Anzahl]]/Tabelle3[[#This Row],[Spalte3]]","v":{"$error":"#DIV/0!"}}]
["FAG25N",{"$f":"($F$7*(INDEX(Tabelle1!$A$1:$PG$492,MATCH($A29,Tabelle1!$A$1:$A$492,0),MATCH($A$7,Tabelle1!$A$1:$PG$1,0))))","v":0},null,"FAG25N5",0.2,5,{"$f":"Tabelle2[[#This Row],[Anzahl]]/Tabelle3[[#This Row],[Spalte3]]","v":0}]
["FAG25N5",{"$f":"($F$7*(INDEX(Tabelle1!$A$1:$PG$492,MATCH($A30,Tabelle1!$A$1:$A$492,0),MATCH($A$7,Tabelle1!$A$1:$PG$1,0))))","v":0},null,null,null,null,{"$f":"Tabelle2[[#This Row],[Anzahl]]/Tabelle3[[#This Row],[Spalte3]]","v":{"$error":"#DIV/0!"}}]
["FAH1N100",{"$f":"($F$7*(INDEX(Tabelle1!$A$1:$PG$492,MATCH($A31,Tabelle1!$A$1:$A$492,0),MATCH($A$7,Tabelle1!$A$1:$PG$1,0))))","v":0},null,null,null,null,{"$f":"Tabelle2[[#This Row],[Anzahl]]/Tabelle3[[#This Row],[Spalte3]]","v":{"$error":"#DIV/0!"}}]
["FAH1N4",{"$f":"($F$7*(INDEX(Tabelle1!$A$1:$PG$492,MATCH($A32,Tabelle1!$A$1:$A$492,0),MATCH($A$7,Tabelle1!$A$1:$PG$1,0))))","v":0},null,"FAH1N100",{"$f":"4/100","v":0.04},25,{"$f":"Tabelle2[[#This Row],[Anzahl]]/Tabelle3[[#This Row],[Spalte3]]","v":0}]
["FAH2N100",{"$f":"($F$7*(INDEX(Tabelle1!$A$1:$PG$492,MATCH($A33,Tabelle1!$A$1:$A$492,0),MATCH($A$7,Tabelle1!$A$1:$PG$1,0))))","v":0},null,null,null,null,{"$f":"Tabelle2[[#This Row],[Anzahl]]/Tabelle3[[#This Row],[Spalte3]]","v":{"$error":"#DIV/0!"}}]
["FAH2N4",{"$f":"($F$7*(INDEX(Tabelle1!$A$1:$PG$492,MATCH($A34,Tabelle1!$A$1:$A$492,0),MATCH($A$7,Tabelle1!$A$1:$PG$1,0))))","v":1},null,"FAH2N100",0.04,25,{"$f":"Tabelle2[[#This Row],[Anzahl]]/Tabelle3[[#This Row],[Spalte3]]","v":0.04}]
["FAH5N2",{"$f":"($F$7*(INDEX(Tabelle1!$A$1:$PG$492,MATCH($A35,Tabelle1!$A$1:$A$492,0),MATCH($A$7,Tabelle1!$A$1:$PG$1,0))))","v":0},null,null,null,null,{"$f":"Tabelle2[[#This Row],[Anzahl]]/Tabelle3[[#This Row],[Spalte3]]","v":{"$error":"#DIV/0!"}}]
["FAO11N",{"$f":"($F$7*(INDEX(Tabelle1!$A$1:$PG$492,MATCH($A36,Tabelle1!$A$1:$A$492,0),MATCH($A$7,Tabelle1!$A$1:$PG$1,0))))","v":0},null,"FAO11N10",0.1,10,{"$f":"Tabelle2[[#This Row],[Anzahl]]/Tabelle3[[#This Row],[Spalte3]]","v":0}]
["FAO11N10",{"$f":"($F$7*(INDEX(Tabelle1!$A$1:$PG$492,MATCH($A37,Tabelle1!$A$1:$A$492,0),MATCH($A$7,Tabelle1!$A$1:$PG$1,0))))","v":0},null,null,null,null,{"$f":"Tabelle2[[#This Row],[Anzahl]]/Tabelle3[[#This Row],[Spalte3]]","v":{"$error":"#DIV/0!"}}]
["FAO1222N",{"$f":"($F$7*(INDEX(Tabelle1!$A$1:$PG$492,MATCH($A38,Tabelle1!$A$1:$A$492,0),MATCH($A$7,Tabelle1!$A$1:$PG$1,0))))","v":0},null,null,null,null,{"$f":"Tabelle2[[#This Row],[Anzahl]]/Tabelle3[[#This Row],[Spalte3]]","v":{"$error":"#DIV/0!"}}]
["FAO1223N",{"$f":"($F$7*(INDEX(Tabelle1!$A$1:$PG$492,MATCH($A39,Tabelle1!$A$1:$A$492,0),MATCH($A$7,Tabelle1!$A$1:$PG$1,0))))","v":0},null,"FAO1223N10",0.1,10,{"$f":"Tabelle2[[#This Row],[Anzahl]]/Tabelle3[[#This Row],[Spalte3]]","v":0}]
["FAO1223N10",{"$f":"($F$7*(INDEX(Tabelle1!$A$1:$PG$492,MATCH($A40,Tabelle1!$A$1:$A$492,0),MATCH($A$7,Tabelle1!$A$1:$PG$1,0))))","v":0},null,null,null,null,{"$f":"Tabelle2[[#This Row],[Anzahl]]/Tabelle3[[#This Row],[Spalte3]]","v":{"$error":"#DIV/0!"}}]
["FAO12N",{"$f":"($F$7*(INDEX(Tabelle1!$A$1:$PG$492,MATCH($A41,Tabelle1!$A$1:$A$492,0),MATCH($A$7,Tabelle1!$A$1:$PG$1,0))))","v":0},null,"FAO12N10",0.1,10,{"$f":"Tabelle2[[#This Row],[Anzahl]]/Tabelle3[[#This Row],[Spalte3]]","v":0}]
["FAO12N10",{"$f":"($F$7*(INDEX(Tabelle1!$A$1:$PG$492,MATCH($A42,Tabelle1!$A$1:$A$492,0),MATCH($A$7,Tabelle1!$A$1:$PG$1,0))))","v":0},null,null,null,null,{"$f":"Tabelle2[[#This Row],[Anzahl]]/Tabelle3[[#This Row],[Spalte3]]","v":{"$error":"#DIV/0!"}}]
["FAO1322N",{"$f":"($F$7*(INDEX(Tabelle1!$A$1:$PG$492,MATCH($A43,Tabelle1!$A$1:$A$492,0),MATCH($A$7,Tabelle1!$A$1:$PG$1,0))))","v":0},null,null,null,null,{"$f":"Tabelle2[[#This Row],[Anzahl]]/Tabelle3[[#This Row],[Spalte3]]","v":{"$error":"#DIV/0!"}}]
["FAO13N",{"$f":"($F$7*(INDEX(Tabelle1!$A$1:$PG$492,MATCH($A44,Tabelle1!$A$1:$A$492,0),MATCH($A$7,Tabelle1!$A$1:$PG$1,0))))","v":0},null,"FAO13N10",0.1,10,{"$f":"Tabelle2[[#This Row],[Anzahl]]/Tabelle3[[#This Row],[Spalte3]]","v":0}]
["FAO13N10",{"$f":"($F$7*(INDEX(Tabelle1!$A$1:$PG$492,MATCH($A45,Tabelle1!$A$1:$A$492,0),MATCH($A$7,Tabelle1!$A$1:$PG$1,0))))","v":0},null,null,null,null,{"$f":"Tabelle2[[#This Row],[Anzahl]]/Tabelle3[[#This Row],[Spalte3]]","v":{"$error":"#DIV/0!"}}]
["FAO1422N",{"$f":"($F$7*(INDEX(Tabelle1!$A$1:$PG$492,MATCH($A46,Tabelle1!$A$1:$A$492,0),MATCH($A$7,Tabelle1!$A$1:$PG$1,0))))","v":0},null,null,null,null,{"$f":"Tabelle2[[#This Row],[Anzahl]]/Tabelle3[[#This Row],[Spalte3]]","v":{"$error":"#DIV/0!"}}]
["FAO14N",{"$f":"($F$7*(INDEX(Tabelle1!$A$1:$PG$492,MATCH($A47,Tabelle1!$A$1:$A$492,0),MATCH($A$7,Tabelle1!$A$1:$PG$1,0))))","v":0},null,"FAO14N10",0.1,10,{"$f":"Tabelle2[[#This Row],[Anzahl]]/Tabelle3[[#This Row],[Spalte3]]","v":0}]
["FAO14N10",{"$f":"($F$7*(INDEX(Tabelle1!$A$1:$PG$492,MATCH($A48,Tabelle1!$A$1:$A$492,0),MATCH($A$7,Tabelle1!$A$1:$PG$1,0))))","v":0},null,null,null,null,{"$f":"Tabelle2[[#This Row],[Anzahl]]/Tabelle3[[#This Row],[Spalte3]]","v":{"$error":"#DIV/0!"}}]
["FAO15N",{"$f":"($F$7*(INDEX(Tabelle1!$A$1:$PG$492,MATCH($A49,Tabelle1!$A$1:$A$492,0),MATCH($A$7,Tabelle1!$A$1:$PG$1,0))))","v":0},null,"FAO15N10",0.1,10,{"$f":"Tabelle2[[#This Row],[Anzahl]]/Tabelle3[[#This Row],[Spalte3]]","v":0}]
["FAO15N10",{"$f":"($F$7*(INDEX(Tabelle1!$A$1:$PG$492,MATCH($A50,Tabelle1!$A$1:$A$492,0),MATCH($A$7,Tabelle1!$A$1:$PG$1,0))))","v":0},null,null,null,null,{"$f":"Tabelle2[[#This Row],[Anzahl]]/Tabelle3[[#This Row],[Spalte3]]","v":{"$error":"#DIV/0!"}}]
["FAO21N",{"$f":"($F$7*(INDEX(Tabelle1!$A$1:$PG$492,MATCH($A51,Tabelle1!$A$1:$A$492,0),MATCH($A$7,Tabelle1!$A$1:$PG$1,0))))","v":0},null,"FAO21N10",0.1,10,{"$f":"Tabelle2[[#This Row],[Anzahl]]/Tabelle3[[#This Row],[Spalte3]]","v":0}]
["FAO21N10",{"$f":"($F$7*(INDEX(Tabelle1!$A$1:$PG$492,MATCH($A52,Tabelle1!$A$1:$A$492,0),MATCH($A$7,Tabelle1!$A$1:$PG$1,0))))","v":0},null,null,null,null,{"$f":"Tabelle2[[#This Row],[Anzahl]]/Tabelle3[[#This Row],[Spalte3]]","v":{"$error":"#DIV/0!"}}]
["FAO2223N",{"$f":"($F$7*(INDEX(Tabelle1!$A$1:$PG$492,MATCH($A53,Tabelle1!$A$1:$A$492,0),MATCH($A$7,Tabelle1!$A$1:$PG$1,0))))","v":0},null,"FAO2223N10",0.1,10,{"$f":"Tabelle2[[#This Row],[Anzahl]]/Tabelle3[[#This Row],[Spalte3]]","v":0}]
["FAO2223N10",{"$f":"($F$7*(INDEX(Tabelle1!$A$1:$PG$492,MATCH($A54,Tabelle1!$A$1:$A$492,0),MATCH($A$7,Tabelle1!$A$1:$PG$1,0))))","v":0},null,null,null,null,{"$f":"Tabelle2[[#This Row],[Anzahl]]/Tabelle3[[#This Row],[Spalte3]]","v":{"$error":"#DIV/0!"}}]
["FAO22N",{"$f":"($F$7*(INDEX(Tabelle1!$A$1:$PG$492,MATCH($A55,Tabelle1!$A$1:$A$492,0),MATCH($A$7,Tabelle1!$A$1:$PG$1,0))))","v":0},null,"FAO22N10",0.1,10,{"$f":"Tabelle2[[#This Row],[Anzahl]]/Tabelle3[[#This Row],[Spalte3]]","v":0}]
["FAO22N10",{"$f":"($F$7*(INDEX(Tabelle1!$A$1:$PG$492,MATCH($A56,Tabelle1!$A$1:$A$492,0),MATCH($A$7,Tabelle1!$A$1:$PG$1,0))))","v":0},null,null,null,null,{"$f":"Tabelle2[[#This Row],[Anzahl]]/Tabelle3[[#This Row],[Spalte3]]","v":{"$error":"#DIV/0!"}}]
["FAO23N",{"$f":"($F$7*(INDEX(Tabelle1!$A$1:$PG$492,MATCH($A57,Tabelle1!$A$1:$A$492,0),MATCH($A$7,Tabelle1!$A$1:$PG$1,0))))","v":0},null,"FAO23N10",0.1,10,{"$f":"Tabelle2[[#This Row],[Anzahl]]/Tabelle3[[#This Row],[Spalte3]]","v":0}]
["FAO23N10",{"$f":"($F$7*(INDEX(Tabelle1!$A$1:$PG$492,MATCH($A58,Tabelle1!$A$1:$A$492,0),MATCH($A$7,Tabelle1!$A$1:$PG$1,0))))","v":0},null,null,null,null,{"$f":"Tabelle2[[#This Row],[Anzahl]]/Tabelle3[[#This Row],[Spalte3]]","v":{"$error":"#DIV/0!"}}]
["FAO24N",{"$f":"($F$7*(INDEX(Tabelle1!$A$1:$PG$492,MATCH($A59,Tabelle1!$A$1:$A$492,0),MATCH($A$7,Tabelle1!$A$1:$PG$1,0))))","v":0},null,"FAO24N10",0.1,10,{"$f":"Tabelle2[[#This Row],[Anzahl]]/Tabelle3[[#This Row],[Spalte3]]","v":0}]
["FAO24N10",{"$f":"($F$7*(INDEX(Tabelle1!$A$1:$PG$492,MATCH($A60,Tabelle1!$A$1:$A$492,0),MATCH($A$7,Tabelle1!$A$1:$PG$1,0))))","v":0},null,null,null,null,{"$f":"Tabelle2[[#This Row],[Anzahl]]/Tabelle3[[#This Row],[Spalte3]]","v":{"$error":"#DIV/0!"}}]
["FAO25N",{"$f":"($F$7*(INDEX(Tabelle1!$A$1:$PG$492,MATCH($A61,Tabelle1!$A$1:$A$492,0),MATCH($A$7,Tabelle1!$A$1:$PG$1,0))))","v":0},null,"FAO25N5",0.2,5,{"$f":"Tabelle2[[#This Row],[Anzahl]]/Tabelle3[[#This Row],[Spalte3]]","v":0}]
["FAO25N5",{"$f":"($F$7*(INDEX(Tabelle1!$A$1:$PG$492,MATCH($A62,Tabelle1!$A$1:$A$492,0),MATCH($A$7,Tabelle1!$A$1:$PG$1,0))))","v":0},null,null,null,null,{"$f":"Tabelle2[[#This Row],[Anzahl]]/Tabelle3[[#This Row],[Spalte3]]","v":{"$error":"#DIV/0!"}}]
["FAP12674N",{"$f":"($F$7*(INDEX(Tabelle1!$A$1:$PG$492,MATCH($A63,Tabelle1!$A$1:$A$492,0),MATCH($A$7,Tabelle1!$A$1:$PG$1,0))))","v":1},null,"FAP12674N5",0.2,5,{"$f":"Tabelle2[[#This Row],[Anzahl]]/Tabelle3[[#This Row],[Spalte3]]","v":0.2}]
["FAP12674N5",{"$f":"($F$7*(INDEX(Tabelle1!$A$1:$PG$492,MATCH($A64,Tabelle1!$A$1:$A$492,0),MATCH($A$7,Tabelle1!$A$1:$PG$1,0))))","v":0},null,null,null,null,{"$f":"Tabelle2[[#This Row],[Anzahl]]/Tabelle3[[#This Row],[Spalte3]]","v":{"$error":"#DIV/0!"}}]
["FAP12695N",{"$f":"($F$7*(INDEX(Tabelle1!$A$1:$PG$492,MATCH($A65,Tabelle1!$A$1:$A$492,0),MATCH($A$7,Tabelle1!$A$1:$PG$1,0))))","v":0},null,null,null,null,{"$f":"Tabelle2[[#This Row],[Anzahl]]/Tabelle3[[#This Row],[Spalte3]]","v":{"$error":"#DIV/0!"}}]
["FAP12709N",{"$f":"($F$7*(INDEX(Tabelle1!$A$1:$PG$492,MATCH($A66,Tabelle1!$A$1:$A$492,0),MATCH($A$7,Tabelle1!$A$1:$PG$1,0))))","v":0},null,"FAP12709N5",0.2,5,{"$f":"Tabelle2[[#This Row],[Anzahl]]/Tabelle3[[#This Row],[Spalte3]]","v":0}]
["FAP12709N5",{"$f":"($F$7*(INDEX(Tabelle1!$A$1:$PG$492,MATCH($A67,Tabelle1!$A$1:$A$492,0),MATCH($A$7,Tabelle1!$A$1:$PG$1,0))))","v":0},null,null,null,null,{"$f":"Tabelle2[[#This Row],[Anzahl]]/Tabelle3[[#This Row],[Spalte3]]","v":{"$error":"#DIV/0!"}}]
["FAP13674N",{"$f":"($F$7*(INDEX(Tabelle1!$A$1:$PG$492,MATCH($A68,Tabelle1!$A$1:$A$492,0),MATCH($A$7,Tabelle1!$A$1:$PG$1,0))))","v":0},null,null,null,null,{"$f":"Tabelle2[[#This Row],[Anzahl]]/Tabelle3[[#This Row],[Spalte3]]","v":{"$error":"#DIV/0!"}}]
["FAP13695N",{"$f":"($F$7*(INDEX(Tabelle1!$A$1:$PG$492,MATCH($A69,Tabelle1!$A$1:$A$492,0),MATCH($A$7,Tabelle1!$A$1:$PG$1,0))))","v":0},null,null,null,null,{"$f":"Tabelle2[[#This Row],[Anzahl]]/Tabelle3[[#This Row],[Spalte3]]","v":{"$error":"#DIV/0!"}}]
["FAP13703N",{"$f":"($F$7*(INDEX(Tabelle1!$A$1:$PG$492,MATCH($A70,Tabelle1!$A$1:$A$492,0),MATCH($A$7,Tabelle1!$A$1:$PG$1,0))))","v":0},null,null,null,null,{"$f":"Tabelle2[[#This Row],[Anzahl]]/Tabelle3[[#This Row],[Spalte3]]","v":{"$error":"#DIV/0!"}}]
["FAP13709N",{"$f":"($F$7*(INDEX(Tabelle1!$A$1:$PG$492,MATCH($A71,Tabelle1!$A$1:$A$492,0),MATCH($A$7,Tabelle1!$A$1:$PG$1,0))))","v":0},null,null,null,null,{"$f":"Tabelle2[[#This Row],[Anzahl]]/Tabelle3[[#This Row],[Spalte3]]","v":{"$error":"#DIV/0!"}}]
["FAP13722N",{"$f":"($F$7*(INDEX(Tabelle1!$A$1:$PG$492,MATCH($A72,Tabelle1!$A$1:$A$492,0),MATCH($A$7,Tabelle1!$A$1:$PG$1,0))))","v":0},null,null,null,null,{"$f":"Tabelle2[[#This Row],[Anzahl]]/Tabelle3[[#This Row],[Spalte3]]","v":{"$error":"#DIV/0!"}}]
["FAP14695N",{"$f":"($F$7*(INDEX(Tabelle1!$A$1:$PG$492,MATCH($A73,Tabelle1!$A$1:$A$492,0),MATCH($A$7,Tabelle1!$A$1:$PG$1,0))))","v":0},null,null,null,null,{"$f":"Tabelle2[[#This Row],[Anzahl]]/Tabelle3[[#This Row],[Spalte3]]","v":{"$error":"#DIV/0!"}}]
["FAP15903N",{"$f":"($F$7*(INDEX(Tabelle1!$A$1:$PG$492,MATCH($A74,Tabelle1!$A$1:$A$492,0),MATCH($A$7,Tabelle1!$A$1:$PG$1,0))))","v":0},null,null,null,null,{"$f":"Tabelle2[[#This Row],[Anzahl]]/Tabelle3[[#This Row],[Spalte3]]","v":{"$error":"#DIV/0!"}}]
["FAP22674N",{"$f":"($F$7*(INDEX(Tabelle1!$A$1:$PG$492,MATCH($A75,Tabelle1!$A$1:$A$492,0),MATCH($A$7,Tabelle1!$A$1:$PG$1,0))))","v":0},null,"FAP22674N5",0.2,5,{"$f":"Tabelle2[[#This Row],[Anzahl]]/Tabelle3[[#This Row],[Spalte3]]","v":0}]
["FAP22674N5",{"$f":"($F$7*(INDEX(Tabelle1!$A$1:$PG$492,MATCH($A76,Tabelle1!$A$1:$A$492,0),MATCH($A$7,Tabelle1!$A$1:$PG$1,0))))","v":0},null,null,null,null,{"$f":"Tabelle2[[#This Row],[Anzahl]]/Tabelle3[[#This Row],[Spalte3]]","v":{"$error":"#DIV/0!"}}]
["FAP22709N",{"$f":"($F$7*(INDEX(Tabelle1!$A$1:$PG$492,MATCH($A77,Tabelle1!$A$1:$A$492,0),MATCH($A$7,Tabelle1!$A$1:$PG$1,0))))","v":0},null,"FAP22709N5",0.2,5,{"$f":"Tabelle2[[#This Row],[Anzahl]]/Tabelle3[[#This Row],[Spalte3]]","v":0}]
["FAP22709N5",{"$f":"($F$7*(INDEX(Tabelle1!$A$1:$PG$492,MATCH($A78,Tabelle1!$A$1:$A$492,0),MATCH($A$7,Tabelle1!$A$1:$PG$1,0))))","v":0},null,null,null,null,{"$f":"Tabelle2[[#This Row],[Anzahl]]/Tabelle3[[#This Row],[Spalte3]]","v":{"$error":"#DIV/0!"}}]
["FAP23160N",{"$f":"($F$7*(INDEX(Tabelle1!$A$1:$PG$492,MATCH($A79,Tabelle1!$A$1:$A$492,0),MATCH($A$7,Tabelle1!$A$1:$PG$1,0))))","v":0},null,null,null,null,{"$f":"Tabelle2[[#This Row],[Anzahl]]/Tabelle3[[#This Row],[Spalte3]]","v":{"$error":"#DIV/0!"}}]
["FAP23512N",{"$f":"($F$7*(INDEX(Tabelle1!$A$1:$PG$492,MATCH($A80,Tabelle1!$A$1:$A$492,0),MATCH($A$7,Tabelle1!$A$1:$PG$1,0))))","v":0},null,null,null,null,{"$f":"Tabelle2[[#This Row],[Anzahl]]/Tabelle3[[#This Row],[Spalte3]]","v":{"$error":"#DIV/0!"}}]
["FAP23519N",{"$f":"($F$7*(INDEX(Tabelle1!$A$1:$PG$492,MATCH($A81,Tabelle1!$A$1:$A$492,0),MATCH($A$7,Tabelle1!$A$1:$PG$1,0))))","v":0},null,null,null,null,{"$f":"Tabelle2[[#This Row],[Anzahl]]/Tabelle3[[#This Row],[Spalte3]]","v":{"$error":"#DIV/0!"}}]
["FAP23674N",{"$f":"($F$7*(INDEX(Tabelle1!$A$1:$PG$492,MATCH($A82,Tabelle1!$A$1:$A$492,0),MATCH($A$7,Tabelle1!$A$1:$PG$1,0))))","v":0},null,null,null,null,{"$f":"Tabelle2[[#This Row],[Anzahl]]/Tabelle3[[#This Row],[Spalte3]]","v":{"$error":"#DIV/0!"}}]
["FAP23703N",{"$f":"($F$7*(INDEX(Tabelle1!$A$1:$PG$492,MATCH($A83,Tabelle1!$A$1:$A$492,0),MATCH($A$7,Tabelle1!$A$1:$PG$1,0))))","v":0},null,null,null,null,{"$f":"Tabelle2[[#This Row],[Anzahl]]/Tabelle3[[#This Row],[Spalte3]]","v":{"$error":"#DIV/0!"}}]
["FAP23709N",{"$f":"($F$7*(INDEX(Tabelle1!$A$1:$PG$492,MATCH($A84,Tabelle1!$A$1:$A$492,0),MATCH($A$7,Tabelle1!$A$1:$PG$1,0))))","v":0},null,null,null,null,{"$f":"Tabelle2[[#This Row],[Anzahl]]/Tabelle3[[#This Row],[Spalte3]]","v":{"$error":"#DIV/0!"}}]
["FAP23722N",{"$f":"($F$7*(INDEX(Tabelle1!$A$1:$PG$492,MATCH($A85,Tabelle1!$A$1:$A$492,0),MATCH($A$7,Tabelle1!$A$1:$PG$1,0))))","v":0},null,"FAP23722N5",0.2,5,{"$f":"Tabelle2[[#This Row],[Anzahl]]/Tabelle3[[#This Row],[Spalte3]]","v":0}]
["FAP23722N5",{"$f":"($F$7*(INDEX(Tabelle1!$A$1:$PG$492,MATCH($A86,Tabelle1!$A$1:$A$492,0),MATCH($A$7,Tabelle1!$A$1:$PG$1,0))))","v":0},null,null,null,null,{"$f":"Tabelle2[[#This Row],[Anzahl]]/Tabelle3[[#This Row],[Spalte3]]","v":{"$error":"#DIV/0!"}}]
["FAP25903N",{"$f":"($F$7*(INDEX(Tabelle1!$A$1:$PG$492,MATCH($A87,Tabelle1!$A$1:$A$492,0),MATCH($A$7,Tabelle1!$A$1:$PG$1,0))))","v":0},null,null,null,null,{"$f":"Tabelle2[[#This Row],[Anzahl]]/Tabelle3[[#This Row],[Spalte3]]","v":{"$error":"#DIV/0!"}}]
["FAS11N",{"$f":"($F$7*(INDEX(Tabelle1!$A$1:$PG$492,MATCH($A88,Tabelle1!$A$1:$A$492,0),MATCH($A$7,Tabelle1!$A$1:$PG$1,0))))","v":0},null,null,null,null,{"$f":"Tabelle2[[#This Row],[Anzahl]]/Tabelle3[[#This Row],[Spalte3]]","v":{"$error":"#DIV/0!"}}]
["FAS12N",{"$f":"($F$7*(INDEX(Tabelle1!$A$1:$PG$492,MATCH($A89,Tabelle1!$A$1:$A$492,0),MATCH($A$7,Tabelle1!$A$1:$PG$1,0))))","v":0},null,null,null,null,{"$f":"Tabelle2[[#This Row],[Anzahl]]/Tabelle3[[#This Row],[Spalte3]]","v":{"$error":"#DIV/0!"}}]
["FAS12PLHN",{"$f":"($F$7*(INDEX(Tabelle1!$A$1:$PG$492,MATCH($A90,Tabelle1!$A$1:$A$492,0),MATCH($A$7,Tabelle1!$A$1:$PG$1,0))))","v":0},null,null,null,null,{"$f":"Tabelle2[[#This Row],[Anzahl]]/Tabelle3[[#This Row],[Spalte3]]","v":{"$error":"#DIV/0!"}}]
["FAS13N",{"$f":"($F$7*(INDEX(Tabelle1!$A$1:$PG$492,MATCH($A91,Tabelle1!$A$1:$A$492,0),MATCH($A$7,Tabelle1!$A$1:$PG$1,0))))","v":0},null,null,null,null,{"$f":"Tabelle2[[#This Row],[Anzahl]]/Tabelle3[[#This Row],[Spalte3]]","v":{"$error":"#DIV/0!"}}]
["FAS13PLHN",{"$f":"($F$7*(INDEX(Tabelle1!$A$1:$PG$492,MATCH($A92,Tabelle1!$A$1:$A$492,0),MATCH($A$7,Tabelle1!$A$1:$PG$1,0))))","v":0},null,null,null,null,{"$f":"Tabelle2[[#This Row],[Anzahl]]/Tabelle3[[#This Row],[Spalte3]]","v":{"$error":"#DIV/0!"}}]
["FAS14N",{"$f":"($F$7*(INDEX(Tabelle1!$A$1:$PG$492,MATCH($A93,Tabelle1!$A$1:$A$492,0),MATCH($A$7,Tabelle1!$A$1:$PG$1,0))))","v":0},null,null,null,null,{"$f":"Tabelle2[[#This Row],[Anzahl]]/Tabelle3[[#This Row],[Spalte3]]","v":{"$error":"#DIV/0!"}}]
["FAS15N",{"$f":"($F$7*(INDEX(Tabelle1!$A$1:$PG$492,MATCH($A94,Tabelle1!$A$1:$A$492,0),MATCH($A$7,Tabelle1!$A$1:$PG$1,0))))","v":0},null,null,null,null,{"$f":"Tabelle2[[#This Row],[Anzahl]]/Tabelle3[[#This Row],[Spalte3]]","v":{"$error":"#DIV/0!"}}]
["FAS21N",{"$f":"($F$7*(INDEX(Tabelle1!$A$1:$PG$492,MATCH($A95,Tabelle1!$A$1:$A$492,0),MATCH($A$7,Tabelle1!$A$1:$PG$1,0))))","v":0},null,null,null,null,{"$f":"Tabelle2[[#This Row],[Anzahl]]/Tabelle3[[#This Row],[Spalte3]]","v":{"$error":"#DIV/0!"}}]
["FAS22N",{"$f":"($F$7*(INDEX(Tabelle1!$A$1:$PG$492,MATCH($A96,Tabelle1!$A$1:$A$492,0),MATCH($A$7,Tabelle1!$A$1:$PG$1,0))))","v":0},null,null,null,null,{"$f":"Tabelle2[[#This Row],[Anzahl]]/Tabelle3[[#This Row],[Spalte3]]","v":{"$error":"#DIV/0!"}}]
["FAS23N",{"$f":"($F$7*(INDEX(Tabelle1!$A$1:$PG$492,MATCH($A97,Tabelle1!$A$1:$A$492,0),MATCH($A$7,Tabelle1!$A$1:$PG$1,0))))","v":0},null,null,null,null,{"$f":"Tabelle2[[#This Row],[Anzahl]]/Tabelle3[[#This Row],[Spalte3]]","v":{"$error":"#DIV/0!"}}]
["FAS24N",{"$f":"($F$7*(INDEX(Tabelle1!$A$1:$PG$492,MATCH($A98,Tabelle1!$A$1:$A$492,0),MATCH($A$7,Tabelle1!$A$1:$PG$1,0))))","v":0},null,null,null,null,{"$f":"Tabelle2[[#This Row],[Anzahl]]/Tabelle3[[#This Row],[Spalte3]]","v":{"$error":"#DIV/0!"}}]
["FAS25N",{"$f":"($F$7*(INDEX(Tabelle1!$A$1:$PG$492,MATCH($A99,Tabelle1!$A$1:$A$492,0),MATCH($A$7,Tabelle1!$A$1:$PG$1,0))))","v":0},null,null,null,null,{"$f":"Tabelle2[[#This Row],[Anzahl]]/Tabelle3[[#This Row],[Spalte3]]","v":{"$error":"#DIV/0!"}}]
["FAT12130N",{"$f":"($F$7*(INDEX(Tabelle1!$A$1:$PG$492,MATCH($A100,Tabelle1!$A$1:$A$492,0),MATCH($A$7,Tabelle1!$A$1:$PG$1,0))))","v":0},null,null,null,null,{"$f":"Tabelle2[[#This Row],[Anzahl]]/Tabelle3[[#This Row],[Spalte3]]","v":{"$error":"#DIV/0!"}}]
["FAT12230N",{"$f":"($F$7*(INDEX(Tabelle1!$A$1:$PG$492,MATCH($A101,Tabelle1!$A$1:$A$492,0),MATCH($A$7,Tabelle1!$A$1:$PG$1,0))))","v":0},null,null,null,null,{"$f":"Tabelle2[[#This Row],[Anzahl]]/Tabelle3[[#This Row],[Spalte3]]","v":{"$error":"#DIV/0!"}}]
["FAT13150N",{"$f":"($F$7*(INDEX(Tabelle1!$A$1:$PG$492,MATCH($A102,Tabelle1!$A$1:$A$492,0),MATCH($A$7,Tabelle1!$A$1:$PG$1,0))))","v":0},null,null,null,null,{"$f":"Tabelle2[[#This Row],[Anzahl]]/Tabelle3[[#This Row],[Spalte3]]","v":{"$error":"#DIV/0!"}}]
["FAT13250N",{"$f":"($F$7*(INDEX(Tabelle1!$A$1:$PG$492,MATCH($A103,Tabelle1!$A$1:$A$492,0),MATCH($A$7,Tabelle1!$A$1:$PG$1,0))))","v":0},null,null,null,null,{"$f":"Tabelle2[[#This Row],[Anzahl]]/Tabelle3[[#This Row],[Spalte3]]","v":{"$error":"#DIV/0!"}}]
["FAT13512N",{"$f":"($F$7*(INDEX(Tabelle1!$A$1:$PG$492,MATCH($A104,Tabelle1!$A$1:$A$492,0),MATCH($A$7,Tabelle1!$A$1:$PG$1,0))))","v":0},null,null,null,null,{"$f":"Tabelle2[[#This Row],[Anzahl]]/Tabelle3[[#This Row],[Spalte3]]","v":{"$error":"#DIV/0!"}}]
["FAT13712N",{"$f":"($F$7*(INDEX(Tabelle1!$A$1:$PG$492,MATCH($A105,Tabelle1!$A$1:$A$492,0),MATCH($A$7,Tabelle1!$A$1:$PG$1,0))))","v":0},null,"FAT13712N5",0.2,5,{"$f":"Tabelle2[[#This Row],[Anzahl]]/Tabelle3[[#This Row],[Spalte3]]","v":0}]
["FAT13712N5",{"$f":"($F$7*(INDEX(Tabelle1!$A$1:$PG$492,MATCH($A106,Tabelle1!$A$1:$A$492,0),MATCH($A$7,Tabelle1!$A$1:$PG$1,0))))","v":0},null,null,null,null,{"$f":"Tabelle2[[#This Row],[Anzahl]]/Tabelle3[[#This Row],[Spalte3]]","v":{"$error":"#DIV/0!"}}]
["FAT13722N",{"$f":"($F$7*(INDEX(Tabelle1!$A$1:$PG$492,MATCH($A107,Tabelle1!$A$1:$A$492,0),MATCH($A$7,Tabelle1!$A$1:$PG$1,0))))","v":0},null,"FAT13722N5",0.2,5,{"$f":"Tabelle2[[#This Row],[Anzahl]]/Tabelle3[[#This Row],[Spalte3]]","v":0}]
["FAT13722N5",{"$f":"($F$7*(INDEX(Tabelle1!$A$1:$PG$492,MATCH($A108,Tabelle1!$A$1:$A$492,0),MATCH($A$7,Tabelle1!$A$1:$PG$1,0))))","v":0},null,null,null,null,{"$f":"Tabelle2[[#This Row],[Anzahl]]/Tabelle3[[#This Row],[Spalte3]]","v":{"$error":"#DIV/0!"}}]
["FAT15950N",{"$f":"($F$7*(INDEX(Tabelle1!$A$1:$PG$492,MATCH($A109,Tabelle1!$A$1:$A$492,0),MATCH($A$7,Tabelle1!$A$1:$PG$1,0))))","v":0},null,null,null,null,{"$f":"Tabelle2[[#This Row],[Anzahl]]/Tabelle3[[#This Row],[Spalte3]]","v":{"$error":"#DIV/0!"}}]
["FAT15951N",{"$f":"($F$7*(INDEX(Tabelle1!$A$1:$PG$492,MATCH($A110,Tabelle1!$A$1:$A$492,0),MATCH($A$7,Tabelle1!$A$1:$PG$1,0))))","v":0},null,null,null,null,{"$f":"Tabelle2[[#This Row],[Anzahl]]/Tabelle3[[#This Row],[Spalte3]]","v":{"$error":"#DIV/0!"}}]
["FAT23260N",{"$f":"($F$7*(INDEX(Tabelle1!$A$1:$PG$492,MATCH($A111,Tabelle1!$A$1:$A$492,0),MATCH($A$7,Tabelle1!$A$1:$PG$1,0))))","v":0},null,null,null,null,{"$f":"Tabelle2[[#This Row],[Anzahl]]/Tabelle3[[#This Row],[Spalte3]]","v":{"$error":"#DIV/0!"}}]
["FC11N",{"$f":"($F$7*(INDEX(Tabelle1!$A$1:$PG$492,MATCH($A112,Tabelle1!$A$1:$A$492,0),MATCH($A$7,Tabelle1!$A$1:$PG$1,0))))","v":0},null,"FC11N50",{"$f":"1/50","v":0.02},50,{"$f":"Tabelle2[[#This Row],[Anzahl]]/Tabelle3[[#This Row],[Spalte3]]","v":0}]
["FC11N50",{"$f":"($F$7*(INDEX(Tabelle1!$A$1:$PG$492,MATCH($A113,Tabelle1!$A$1:$A$492,0),MATCH($A$7,Tabelle1!$A$1:$PG$1,0))))","v":0},null,null,null,null,{"$f":"Tabelle2[[#This Row],[Anzahl]]/Tabelle3[[#This Row],[Spalte3]]","v":{"$error":"#DIV/0!"}}]
["FC12N",{"$f":"($F$7*(INDEX(Tabelle1!$A$1:$PG$492,MATCH($A114,Tabelle1!$A$1:$A$492,0),MATCH($A$7,Tabelle1!$A$1:$PG$1,0))))","v":0},null,"FC12N50",0.02,50,{"$f":"Tabelle2[[#This Row],[Anzahl]]/Tabelle3[[#This Row],[Spalte3]]","v":0}]
["FC12N50",{"$f":"($F$7*(INDEX(Tabelle1!$A$1:$PG$492,MATCH($A115,Tabelle1!$A$1:$A$492,0),MATCH($A$7,Tabelle1!$A$1:$PG$1,0))))","v":0},null,null,null,null,{"$f":"Tabelle2[[#This Row],[Anzahl]]/Tabelle3[[#This Row],[Spalte3]]","v":{"$error":"#DIV/0!"}}]
["FC13N",{"$f":"($F$7*(INDEX(Tabelle1!$A$1:$PG$492,MATCH($A116,Tabelle1!$A$1:$A$492,0),MATCH($A$7,Tabelle1!$A$1:$PG$1,0))))","v":0},null,"FC13N50",null,50,{"$f":"Tabelle2[[#This Row],[Anzahl]]/Tabelle3[[#This Row],[Spalte3]]","v":0}]
["FC13N50",{"$f":"($F$7*(INDEX(Tabelle1!$A$1:$PG$492,MATCH($A117,Tabelle1!$A$1:$A$492,0),MATCH($A$7,Tabelle1!$A$1:$PG$1,0))))","v":0},null,null,null,null,{"$f":"Tabelle2[[#This Row],[Anzahl]]/Tabelle3[[#This Row],[Spalte3]]","v":{"$error":"#DIV/0!"}}]
["FC1FN",{"$f":"($F$7*(INDEX(Tabelle1!$A$1:$PG$492,MATCH($A118,Tabelle1!$A$1:$A$492,0),MATCH($A$7,Tabelle1!$A$1:$PG$1,0))))","v":0},null,"FC1FN50",0.02,50,{"$f":"Tabelle2[[#This Row],[Anzahl]]/Tabelle3[[#This Row],[Spalte3]]","v":0}]
["FC1FN50",{"$f":"($F$7*(INDEX(Tabelle1!$A$1:$PG$492,MATCH($A119,Tabelle1!$A$1:$A$492,0),MATCH($A$7,Tabelle1!$A$1:$PG$1,0))))","v":0},null,null,null,null,{"$f":"Tabelle2[[#This Row],[Anzahl]]/Tabelle3[[#This Row],[Spalte3]]","v":{"$error":"#DIV/0!"}}]
["FC1N",{"$f":"($F$7*(INDEX(Tabelle1!$A$1:$PG$492,MATCH($A120,Tabelle1!$A$1:$A$492,0),MATCH($A$7,Tabelle1!$A$1:$PG$1,0))))","v":0},null,"FC1N50",0.02,50,{"$f":"Tabelle2[[#This Row],[Anzahl]]/Tabelle3[[#This Row],[Spalte3]]","v":0}]
["FC1N50",{"$f":"($F$7*(INDEX(Tabelle1!$A$1:$PG$492,MATCH($A121,Tabelle1!$A$1:$A$492,0),MATCH($A$7,Tabelle1!$A$1:$PG$1,0))))","v":0},null,null,null,null,{"$f":"Tabelle2[[#This Row],[Anzahl]]/Tabelle3[[#This Row],[Spalte3]]","v":{"$error":"#DIV/0!"}}]
["FC2N",{"$f":"($F$7*(INDEX(Tabelle1!$A$1:$PG$492,MATCH($A122,Tabelle1!$A$1:$A$492,0),MATCH($A$7,Tabelle1!$A$1:$PG$1,0))))","v":0},null,"FC2N50",0.02,50,{"$f":"Tabelle2[[#This Row],[Anzahl]]/Tabelle3[[#This Row],[Spalte3]]","v":0}]
["FC2N50",{"$f":"($F$7*(INDEX(Tabelle1!$A$1:$PG$492,MATCH($A123,Tabelle1!$A$1:$A$492,0),MATCH($A$7,Tabelle1!$A$1:$PG$1,0))))","v":0},null,null,null,null,{"$f":"Tabelle2[[#This Row],[Anzahl]]/Tabelle3[[#This Row],[Spalte3]]","v":{"$error":"#DIV/0!"}}]
["FC3N",{"$f":"($F$7*(INDEX(Tabelle1!$A$1:$PG$492,MATCH($A124,Tabelle1!$A$1:$A$492,0),MATCH($A$7,Tabelle1!$A$1:$PG$1,0))))","v":0},null,"FC3N50",0.02,50,{"$f":"Tabelle2[[#This Row],[Anzahl]]/Tabelle3[[#This Row],[Spalte3]]","v":0}]
["FC3N50",{"$f":"($F$7*(INDEX(Tabelle1!$A$1:$PG$492,MATCH($A125,Tabelle1!$A$1:$A$492,0),MATCH($A$7,Tabelle1!$A$1:$PG$1,0))))","v":0},null,null,null,null,{"$f":"Tabelle2[[#This Row],[Anzahl]]/Tabelle3[[#This Row],[Spalte3]]","v":{"$error":"#DIV/0!"}}]
["FGA71N100",{"$f":"($F$7*(INDEX(Tabelle1!$A$1:$PG$492,MATCH($A126,Tabelle1!$A$1:$A$492,0),MATCH($A$7,Tabelle1!$A$1:$PG$1,0))))","v":0},null,null,null,null,{"$f":"Tabelle2[[#This Row],[Anzahl]]/Tabelle3[[#This Row],[Spalte3]]","v":{"$error":"#DIV/0!"}}]
["FGA71N2",{"$f":"($F$7*(INDEX(Tabelle1!$A$1:$PG$492,MATCH($A127,Tabelle1!$A$1:$A$492,0),MATCH($A$7,Tabelle1!$A$1:$PG$1,0))))","v":0},null,"FGA71N100",{"$f":"2/100","v":0.02},50,{"$f":"Tabelle2[[#This Row],[Anzahl]]/Tabelle3[[#This Row],[Spalte3]]","v":0}]
["FGE72",{"$f":"($F$7*(INDEX(Tabelle1!$A$1:$PG$492,MATCH($A128,Tabelle1!$A$1:$A$492,0),MATCH($A$7,Tabelle1!$A$1:$PG$1,0))))","v":0},null,null,null,null,{"$f":"Tabelle2[[#This Row],[Anzahl]]/Tabelle3[[#This Row],[Spalte3]]","v":{"$error":"#DIV/0!"}}]
["FIP1N100",{"$f":"($F$7*(INDEX(Tabelle1!$A$1:$PG$492,MATCH($A129,Tabelle1!$A$1:$A$492,0),MATCH($A$7,Tabelle1!$A$1:$PG$1,0))))","v":0},null,null,null,null,{"$f":"Tabelle2[[#This Row],[Anzahl]]/Tabelle3[[#This Row],[Spalte3]]","v":{"$error":"#DIV/0!"}}]
["FIP1N2",{"$f":"($F$7*(INDEX(Tabelle1!$A$1:$PG$492,MATCH($A130,Tabelle1!$A$1:$A$492,0),MATCH($A$7,Tabelle1!$A$1:$PG$1,0))))","v":0},null,"FIP1N100",0.02,50,{"$f":"Tabelle2[[#This Row],[Anzahl]]/Tabelle3[[#This Row],[Spalte3]]","v":0}]
["FKH15",{"$f":"($F$7*(INDEX(Tabelle1!$A$1:$PG$492,MATCH($A131,Tabelle1!$A$1:$A$492,0),MATCH($A$7,Tabelle1!$A$1:$PG$1,0))))","v":0},null,"FKH15N10",0.1,10,{"$f":"Tabelle2[[#This Row],[Anzahl]]/Tabelle3[[#This Row],[Spalte3]]","v":0}]
["FKH15N10",{"$f":"($F$7*(INDEX(Tabelle1!$A$1:$PG$492,MATCH($A132,Tabelle1!$A$1:$A$492,0),MATCH($A$7,Tabelle1!$A$1:$PG$1,0))))","v":0},null,null,null,null,{"$f":"Tabelle2[[#This Row],[Anzahl]]/Tabelle3[[#This Row],[Spalte3]]","v":{"$error":"#DIV/0!"}}]
["FKH40N10",{"$f":"($F$7*(INDEX(Tabelle1!$A$1:$PG$492,MATCH($A133,Tabelle1!$A$1:$A$492,0),MATCH($A$7,Tabelle1!$A$1:$PG$1,0))))","v":0},null,"FKH40N100",0.1,10,{"$f":"Tabelle2[[#This Row],[Anzahl]]/Tabelle3[[#This Row],[Spalte3]]","v":0}]
["FKH40N100",{"$f":"($F$7*(INDEX(Tabelle1!$A$1:$PG$492,MATCH($A134,Tabelle1!$A$1:$A$492,0),MATCH($A$7,Tabelle1!$A$1:$PG$1,0))))","v":0},null,null,null,null,{"$f":"Tabelle2[[#This Row],[Anzahl]]/Tabelle3[[#This Row],[Spalte3]]","v":{"$error":"#DIV/0!"}}]
["FKH60N10",{"$f":"($F$7*(INDEX(Tabelle1!$A$1:$PG$492,MATCH($A135,Tabelle1!$A$1:$A$492,0),MATCH($A$7,Tabelle1!$A$1:$PG$1,0))))","v":0},null,"FKH60N100",0.1,10,{"$f":"Tabelle2[[#This Row],[Anzahl]]/Tabelle3[[#This Row],[Spalte3]]","v":0}]
["FKH60N100",{"$f":"($F$7*(INDEX(Tabelle1!$A$1:$PG$492,MATCH($A136,Tabelle1!$A$1:$A$492,0),MATCH($A$7,Tabelle1!$A$1:$PG$1,0))))","v":0},null,null,null,null,{"$f":"Tabelle2[[#This Row],[Anzahl]]/Tabelle3[[#This Row],[Spalte3]]","v":{"$error":"#DIV/0!"}}]
["FKS11N",{"$f":"($F$7*(INDEX(Tabelle1!$A$1:$PG$492,MATCH($A137,Tabelle1!$A$1:$A$492,0),MATCH($A$7,Tabelle1!$A$1:$PG$1,0))))","v":0},null,null,null,null,{"$f":"Tabelle2[[#This Row],[Anzahl]]/Tabelle3[[#This Row],[Spalte3]]","v":{"$error":"#DIV/0!"}}]
["FKS12N",{"$f":"($F$7*(INDEX(Tabelle1!$A$1:$PG$492,MATCH($A138,Tabelle1!$A$1:$A$492,0),MATCH($A$7,Tabelle1!$A$1:$PG$1,0))))","v":0},null,null,null,null,{"$f":"Tabelle2[[#This Row],[Anzahl]]/Tabelle3[[#This Row],[Spalte3]]","v":{"$error":"#DIV/0!"}}]
["FKS13N",{"$f":"($F$7*(INDEX(Tabelle1!$A$1:$PG$492,MATCH($A139,Tabelle1!$A$1:$A$492,0),MATCH($A$7,Tabelle1!$A$1:$PG$1,0))))","v":0},null,null,null,null,{"$f":"Tabelle2[[#This Row],[Anzahl]]/Tabelle3[[#This Row],[Spalte3]]","v":{"$error":"#DIV/0!"}}]
["FKS1N",{"$f":"($F$7*(INDEX(Tabelle1!$A$1:$PG$492,MATCH($A140,Tabelle1!$A$1:$A$492,0),MATCH($A$7,Tabelle1!$A$1:$PG$1,0))))","v":0},null,null,null,null,{"$f":"Tabelle2[[#This Row],[Anzahl]]/Tabelle3[[#This Row],[Spalte3]]","v":{"$error":"#DIV/0!"}}]
["FKS2N",{"$f":"($F$7*(INDEX(Tabelle1!$A$1:$PG$492,MATCH($A141,Tabelle1!$A$1:$A$492,0),MATCH($A$7,Tabelle1!$A$1:$PG$1,0))))","v":0},null,null,null,null,{"$f":"Tabelle2[[#This Row],[Anzahl]]/Tabelle3[[#This Row],[Spalte3]]","v":{"$error":"#DIV/0!"}}]
["FKS3N",{"$f":"($F$7*(INDEX(Tabelle1!$A$1:$PG$492,MATCH($A142,Tabelle1!$A$1:$A$492,0),MATCH($A$7,Tabelle1!$A$1:$PG$1,0))))","v":0},null,null,null,null,{"$f":"Tabelle2[[#This Row],[Anzahl]]/Tabelle3[[#This Row],[Spalte3]]","v":{"$error":"#DIV/0!"}}]
["FKS4N",{"$f":"($F$7*(INDEX(Tabelle1!$A$1:$PG$492,MATCH($A143,Tabelle1!$A$1:$A$492,0),MATCH($A$7,Tabelle1!$A$1:$PG$1,0))))","v":0},null,null,null,null,{"$f":"Tabelle2[[#This Row],[Anzahl]]/Tabelle3[[#This Row],[Spalte3]]","v":{"$error":"#DIV/0!"}}]
["FKS5N",{"$f":"($F$7*(INDEX(Tabelle1!$A$1:$PG$492,MATCH($A144,Tabelle1!$A$1:$A$492,0),MATCH($A$7,Tabelle1!$A$1:$PG$1,0))))","v":0},null,null,null,null,{"$f":"Tabelle2[[#This Row],[Anzahl]]/Tabelle3[[#This Row],[Spalte3]]","v":{"$error":"#DIV/0!"}}]
["FKT21",{"$f":"($F$7*(INDEX(Tabelle1!$A$1:$PG$492,MATCH($A145,Tabelle1!$A$1:$A$492,0),MATCH($A$7,Tabelle1!$A$1:$PG$1,0))))","v":0},null,null,null,null,{"$f":"Tabelle2[[#This Row],[Anzahl]]/Tabelle3[[#This Row],[Spalte3]]","v":{"$error":"#DIV/0!"}}]
["FM11N",{"$f":"($F$7*(INDEX(Tabelle1!$A$1:$PG$492,MATCH($A146,Tabelle1!$A$1:$A$492,0),MATCH($A$7,Tabelle1!$A$1:$PG$1,0))))","v":0},null,null,null,null,{"$f":"Tabelle2[[#This Row],[Anzahl]]/Tabelle3[[#This Row],[Spalte3]]","v":{"$error":"#DIV/0!"}}]
["FM12N",{"$f":"($F$7*(INDEX(Tabelle1!$A$1:$PG$492,MATCH($A147,Tabelle1!$A$1:$A$492,0),MATCH($A$7,Tabelle1!$A$1:$PG$1,0))))","v":0},null,"FM12N5",0.2,5,{"$f":"Tabelle2[[#This Row],[Anzahl]]/Tabelle3[[#This Row],[Spalte3]]","v":0}]
["FM12N5",{"$f":"($F$7*(INDEX(Tabelle1!$A$1:$PG$492,MATCH($A148,Tabelle1!$A$1:$A$492,0),MATCH($A$7,Tabelle1!$A$1:$PG$1,0))))","v":0},null,null,null,null,{"$f":"Tabelle2[[#This Row],[Anzahl]]/Tabelle3[[#This Row],[Spalte3]]","v":{"$error":"#DIV/0!"}}]
["FM13N",{"$f":"($F$7*(INDEX(Tabelle1!$A$1:$PG$492,MATCH($A149,Tabelle1!$A$1:$A$492,0),MATCH($A$7,Tabelle1!$A$1:$PG$1,0))))","v":0},null,"FM13N5",0.2,5,{"$f":"Tabelle2[[#This Row],[Anzahl]]/Tabelle3[[#This Row],[Spalte3]]","v":0}]
["FM13N5",{"$f":"($F$7*(INDEX(Tabelle1!$A$1:$PG$492,MATCH($A150,Tabelle1!$A$1:$A$492,0),MATCH($A$7,Tabelle1!$A$1:$PG$1,0))))","v":0},null,null,null,null,{"$f":"Tabelle2[[#This Row],[Anzahl]]/Tabelle3[[#This Row],[Spalte3]]","v":{"$error":"#DIV/0!"}}]
["FM14N",{"$f":"($F$7*(INDEX(Tabelle1!$A$1:$PG$492,MATCH($A151,Tabelle1!$A$1:$A$492,0),MATCH($A$7,Tabelle1!$A$1:$PG$1,0))))","v":0},null,"FM14N5",0.2,5,{"$f":"Tabelle2[[#This Row],[Anzahl]]/Tabelle3[[#This Row],[Spalte3]]","v":0}]
["FM14N5",{"$f":"($F$7*(INDEX(Tabelle1!$A$1:$PG$492,MATCH($A152,Tabelle1!$A$1:$A$492,0),MATCH($A$7,Tabelle1!$A$1:$PG$1,0))))","v":0},null,null,null,null,{"$f":"Tabelle2[[#This Row],[Anzahl]]/Tabelle3[[#This Row],[Spalte3]]","v":{"$error":"#DIV/0!"}}]
["FM15N",{"$f":"($F$7*(INDEX(Tabelle1!$A$1:$PG$492,MATCH($A153,Tabelle1!$A$1:$A$492,0),MATCH($A$7,Tabelle1!$A$1:$PG$1,0))))","v":0},null,"FM15N5",0.2,5,{"$f":"Tabelle2[[#This Row],[Anzahl]]/Tabelle3[[#This Row],[Spalte3]]","v":0}]
["FM15N5",{"$f":"($F$7*(INDEX(Tabelle1!$A$1:$PG$492,MATCH($A154,Tabelle1!$A$1:$A$492,0),MATCH($A$7,Tabelle1!$A$1:$PG$1,0))))","v":0},null,null,null,null,{"$f":"Tabelle2[[#This Row],[Anzahl]]/Tabelle3[[#This Row],[Spalte3]]","v":{"$error":"#DIV/0!"}}]
["FM21N",{"$f":"($F$7*(INDEX(Tabelle1!$A$1:$PG$492,MATCH($A155,Tabelle1!$A$1:$A$492,0),MATCH($A$7,Tabelle1!$A$1:$PG$1,0))))","v":0},null,null,null,null,{"$f":"Tabelle2[[#This Row],[Anzahl]]/Tabelle3[[#This Row],[Spalte3]]","v":{"$error":"#DIV/0!"}}]
["FM22N",{"$f":"($F$7*(INDEX(Tabelle1!$A$1:$PG$492,MATCH($A156,Tabelle1!$A$1:$A$492,0),MATCH($A$7,Tabelle1!$A$1:$PG$1,0))))","v":0},null,"FM22N5",0.2,5,{"$f":"Tabelle2[[#This Row],[Anzahl]]/Tabelle3[[#This Row],[Spalte3]]","v":0}]
["FM22N5",{"$f":"($F$7*(INDEX(Tabelle1!$A$1:$PG$492,MATCH($A157,Tabelle1!$A$1:$A$492,0),MATCH($A$7,Tabelle1!$A$1:$PG$1,0))))","v":0},null,null,null,null,{"$f":"Tabelle2[[#This Row],[Anzahl]]/Tabelle3[[#This Row],[Spalte3]]","v":{"$error":"#DIV/0!"}}]
["FM23N",{"$f":"($F$7*(INDEX(Tabelle1!$A$1:$PG$492,MATCH($A158,Tabelle1!$A$1:$A$492,0),MATCH($A$7,Tabelle1!$A$1:$PG$1,0))))","v":0},null,"FM23N5",0.2,5,{"$f":"Tabelle2[[#This Row],[Anzahl]]/Tabelle3[[#This Row],[Spalte3]]","v":0}]
["FM23N5",{"$f":"($F$7*(INDEX(Tabelle1!$A$1:$PG$492,MATCH($A159,Tabelle1!$A$1:$A$492,0),MATCH($A$7,Tabelle1!$A$1:$PG$1,0))))","v":0},null,null,null,null,{"$f":"Tabelle2[[#This Row],[Anzahl]]/Tabelle3[[#This Row],[Spalte3]]","v":{"$error":"#DIV/0!"}}]
["FM24N",{"$f":"($F$7*(INDEX(Tabelle1!$A$1:$PG$492,MATCH($A160,Tabelle1!$A$1:$A$492,0),MATCH($A$7,Tabelle1!$A$1:$PG$1,0))))","v":0},null,"FM24N5",0.2,5,{"$f":"Tabelle2[[#This Row],[Anzahl]]/Tabelle3[[#This Row],[Spalte3]]","v":0}]
["FM24N5",{"$f":"($F$7*(INDEX(Tabelle1!$A$1:$PG$492,MATCH($A161,Tabelle1!$A$1:$A$492,0),MATCH($A$7,Tabelle1!$A$1:$PG$1,0))))","v":0},null,null,null,null,{"$f":"Tabelle2[[#This Row],[Anzahl]]/Tabelle3[[#This Row],[Spalte3]]","v":{"$error":"#DIV/0!"}}]
["FM25N",{"$f":"($F$7*(INDEX(Tabelle1!$A$1:$PG$492,MATCH($A162,Tabelle1!$A$1:$A$492,0),MATCH($A$7,Tabelle1!$A$1:$PG$1,0))))","v":0},null,"FM25N5",0.2,5,{"$f":"Tabelle2[[#This Row],[Anzahl]]/Tabelle3[[#This Row],[Spalte3]]","v":0}]
["FM25N5",{"$f":"($F$7*(INDEX(Tabelle1!$A$1:$PG$492,MATCH($A163,Tabelle1!$A$1:$A$492,0),MATCH($A$7,Tabelle1!$A$1:$PG$1,0))))","v":0},null,null,null,null,{"$f":"Tabelle2[[#This Row],[Anzahl]]/Tabelle3[[#This Row],[Spalte3]]","v":{"$error":"#DIV/0!"}}]
["FMA11N",{"$f":"($F$7*(INDEX(Tabelle1!$A$1:$PG$492,MATCH($A164,Tabelle1!$A$1:$A$492,0),MATCH($A$7,Tabelle1!$A$1:$PG$1,0))))","v":0},null,null,null,null,{"$f":"Tabelle2[[#This Row],[Anzahl]]/Tabelle3[[#This Row],[Spalte3]]","v":{"$error":"#DIV/0!"}}]
["FMA12N",{"$f":"($F$7*(INDEX(Tabelle1!$A$1:$PG$492,MATCH($A165,Tabelle1!$A$1:$A$492,0),MATCH($A$7,Tabelle1!$A$1:$PG$1,0))))","v":0},null,null,null,null,{"$f":"Tabelle2[[#This Row],[Anzahl]]/Tabelle3[[#This Row],[Spalte3]]","v":{"$error":"#DIV/0!"}}]
["FMA13N",{"$f":"($F$7*(INDEX(Tabelle1!$A$1:$PG$492,MATCH($A166,Tabelle1!$A$1:$A$492,0),MATCH($A$7,Tabelle1!$A$1:$PG$1,0))))","v":0},null,null,null,null,{"$f":"Tabelle2[[#This Row],[Anzahl]]/Tabelle3[[#This Row],[Spalte3]]","v":{"$error":"#DIV/0!"}}]
["FMA14N",{"$f":"($F$7*(INDEX(Tabelle1!$A$1:$PG$492,MATCH($A167,Tabelle1!$A$1:$A$492,0),MATCH($A$7,Tabelle1!$A$1:$PG$1,0))))","v":0},null,null,null,null,{"$f":"Tabelle2[[#This Row],[Anzahl]]/Tabelle3[[#This Row],[Spalte3]]","v":{"$error":"#DIV/0!"}}]
["FMA15N",{"$f":"($F$7*(INDEX(Tabelle1!$A$1:$PG$492,MATCH($A168,Tabelle1!$A$1:$A$492,0),MATCH($A$7,Tabelle1!$A$1:$PG$1,0))))","v":0},null,null,null,null,{"$f":"Tabelle2[[#This Row],[Anzahl]]/Tabelle3[[#This Row],[Spalte3]]","v":{"$error":"#DIV/0!"}}]
["FMA21N",{"$f":"($F$7*(INDEX(Tabelle1!$A$1:$PG$492,MATCH($A169,Tabelle1!$A$1:$A$492,0),MATCH($A$7,Tabelle1!$A$1:$PG$1,0))))","v":0},null,null,null,null,{"$f":"Tabelle2[[#This Row],[Anzahl]]/Tabelle3[[#This Row],[Spalte3]]","v":{"$error":"#DIV/0!"}}]
["FMA22N",{"$f":"($F$7*(INDEX(Tabelle1!$A$1:$PG$492,MATCH($A170,Tabelle1!$A$1:$A$492,0),MATCH($A$7,Tabelle1!$A$1:$PG$1,0))))","v":0},null,null,null,null,{"$f":"Tabelle2[[#This Row],[Anzahl]]/Tabelle3[[#This Row],[Spalte3]]","v":{"$error":"#DIV/0!"}}]
["FMA23N",{"$f":"($F$7*(INDEX(Tabelle1!$A$1:$PG$492,MATCH($A171,Tabelle1!$A$1:$A$492,0),MATCH($A$7,Tabelle1!$A$1:$PG$1,0))))","v":0},null,null,null,null,{"$f":"Tabelle2[[#This Row],[Anzahl]]/Tabelle3[[#This Row],[Spalte3]]","v":{"$error":"#DIV/0!"}}]
["FMA24N",{"$f":"($F$7*(INDEX(Tabelle1!$A$1:$PG$492,MATCH($A172,Tabelle1!$A$1:$A$492,0),MATCH($A$7,Tabelle1!$A$1:$PG$1,0))))","v":0},null,null,null,null,{"$f":"Tabelle2[[#This Row],[Anzahl]]/Tabelle3[[#This Row],[Spalte3]]","v":{"$error":"#DIV/0!"}}]
["FMA25N",{"$f":"($F$7*(INDEX(Tabelle1!$A$1:$PG$492,MATCH($A173,Tabelle1!$A$1:$A$492,0),MATCH($A$7,Tabelle1!$A$1:$PG$1,0))))","v":0},null,null,null,null,{"$f":"Tabelle2[[#This Row],[Anzahl]]/Tabelle3[[#This Row],[Spalte3]]","v":{"$error":"#DIV/0!"}}]
["FMSK11N",{"$f":"($F$7*(INDEX(Tabelle1!$A$1:$PG$492,MATCH($A174,Tabelle1!$A$1:$A$492,0),MATCH($A$7,Tabelle1!$A$1:$PG$1,0))))","v":0},null,"FMSK11N10",0.1,10,{"$f":"Tabelle2[[#This Row],[Anzahl]]/Tabelle3[[#This Row],[Spalte3]]","v":0}]
["FMSK11N10",{"$f":"($F$7*(INDEX(Tabelle1!$A$1:$PG$492,MATCH($A175,Tabelle1!$A$1:$A$492,0),MATCH($A$7,Tabelle1!$A$1:$PG$1,0))))","v":0},null,null,null,null,{"$f":"Tabelle2[[#This Row],[Anzahl]]/Tabelle3[[#This Row],[Spalte3]]","v":{"$error":"#DIV/0!"}}]
["FMSK12FN",{"$f":"($F$7*(INDEX(Tabelle1!$A$1:$PG$492,MATCH($A176,Tabelle1!$A$1:$A$492,0),MATCH($A$7,Tabelle1!$A$1:$PG$1,0))))","v":0},null,"FMSK12FN10",0.1,10,{"$f":"Tabelle2[[#This Row],[Anzahl]]/Tabelle3[[#This Row],[Spalte3]]","v":0}]
["FMSK12FN10",{"$f":"($F$7*(INDEX(Tabelle1!$A$1:$PG$492,MATCH($A177,Tabelle1!$A$1:$A$492,0),MATCH($A$7,Tabelle1!$A$1:$PG$1,0))))","v":0},null,null,null,null,{"$f":"Tabelle2[[#This Row],[Anzahl]]/Tabelle3[[#This Row],[Spalte3]]","v":{"$error":"#DIV/0!"}}]
["FMSK13FN",{"$f":"($F$7*(INDEX(Tabelle1!$A$1:$PG$492,MATCH($A178,Tabelle1!$A$1:$A$492,0),MATCH($A$7,Tabelle1!$A$1:$PG$1,0))))","v":0},null,"FMSK13FN10",0.1,10,{"$f":"Tabelle2[[#This Row],[Anzahl]]/Tabelle3[[#This Row],[Spalte3]]","v":0}]
["FMSK13FN10",{"$f":"($F$7*(INDEX(Tabelle1!$A$1:$PG$492,MATCH($A179,Tabelle1!$A$1:$A$492,0),MATCH($A$7,Tabelle1!$A$1:$PG$1,0))))","v":0},null,null,null,null,{"$f":"Tabelle2[[#This Row],[Anzahl]]/Tabelle3[[#This Row],[Spalte3]]","v":{"$error":"#DIV/0!"}}]
["FMSK21N",{"$f":"($F$7*(INDEX(Tabelle1!$A$1:$PG$492,MATCH($A180,Tabelle1!$A$1:$A$492,0),MATCH($A$7,Tabelle1!$A$1:$PG$1,0))))","v":0},null,"FMSK21N10",0.1,10,{"$f":"Tabelle2[[#This Row],[Anzahl]]/Tabelle3[[#This Row],[Spalte3]]","v":0}]
["FMSK21N10",{"$f":"($F$7*(INDEX(Tabelle1!$A$1:$PG$492,MATCH($A181,Tabelle1!$A$1:$A$492,0),MATCH($A$7,Tabelle1!$A$1:$PG$1,0))))","v":0},null,null,null,null,{"$f":"Tabelle2[[#This Row],[Anzahl]]/Tabelle3[[#This Row],[Spalte3]]","v":{"$error":"#DIV/0!"}}]
["FMSK22FN",{"$f":"($F$7*(INDEX(Tabelle1!$A$1:$PG$492,MATCH($A182,Tabelle1!$A$1:$A$492,0),MATCH($A$7,Tabelle1!$A$1:$PG$1,0))))","v":0},null,null,null,null,{"$f":"Tabelle2[[#This Row],[Anzahl]]/Tabelle3[[#This Row],[Spalte3]]","v":{"$error":"#DIV/0!"}}]
["FMSK23FN",{"$f":"($F$7*(INDEX(Tabelle1!$A$1:$PG$492,MATCH($A183,Tabelle1!$A$1:$A$492,0),MATCH($A$7,Tabelle1!$A$1:$PG$1,0))))","v":0},null,null,null,null,{"$f":"Tabelle2[[#This Row],[Anzahl]]/Tabelle3[[#This Row],[Spalte3]]","v":{"$error":"#DIV/0!"}}]
["FMSK50B",{"$f":"($F$7*(INDEX(Tabelle1!$A$1:$PG$492,MATCH($A184,Tabelle1!$A$1:$A$492,0),MATCH($A$7,Tabelle1!$A$1:$PG$1,0))))","v":0},null,null,null,null,{"$f":"Tabelle2[[#This Row],[Anzahl]]/Tabelle3[[#This Row],[Spalte3]]","v":{"$error":"#DIV/0!"}}]
["FMT12130FN",{"$f":"($F$7*(INDEX(Tabelle1!$A$1:$PG$492,MATCH($A185,Tabelle1!$A$1:$A$492,0),MATCH($A$7,Tabelle1!$A$1:$PG$1,0))))","v":0},null,"FMT12130FN5",0.2,5,{"$f":"Tabelle2[[#This Row],[Anzahl]]/Tabelle3[[#This Row],[Spalte3]]","v":0}]
["FMT12130FN5",{"$f":"($F$7*(INDEX(Tabelle1!$A$1:$PG$492,MATCH($A186,Tabelle1!$A$1:$A$492,0),MATCH($A$7,Tabelle1!$A$1:$PG$1,0))))","v":0},null,null,null,null,{"$f":"Tabelle2[[#This Row],[Anzahl]]/Tabelle3[[#This Row],[Spalte3]]","v":{"$error":"#DIV/0!"}}]
["FMT12130N",{"$f":"($F$7*(INDEX(Tabelle1!$A$1:$PG$492,MATCH($A187,Tabelle1!$A$1:$A$492,0),MATCH($A$7,Tabelle1!$A$1:$PG$1,0))))","v":0},null,"FMT12130N5",0.2,5,{"$f":"Tabelle2[[#This Row],[Anzahl]]/Tabelle3[[#This Row],[Spalte3]]","v":0}]
["FMT12130N5",{"$f":"($F$7*(INDEX(Tabelle1!$A$1:$PG$492,MATCH($A188,Tabelle1!$A$1:$A$492,0),MATCH($A$7,Tabelle1!$A$1:$PG$1,0))))","v":0},null,null,null,null,{"$f":"Tabelle2[[#This Row],[Anzahl]]/Tabelle3[[#This Row],[Spalte3]]","v":{"$error":"#DIV/0!"}}]
["FMT12309FN",{"$f":"($F$7*(INDEX(Tabelle1!$A$1:$PG$492,MATCH($A189,Tabelle1!$A$1:$A$492,0),MATCH($A$7,Tabelle1!$A$1:$PG$1,0))))","v":0},null,null,null,null,{"$f":"Tabelle2[[#This Row],[Anzahl]]/Tabelle3[[#This Row],[Spalte3]]","v":{"$error":"#DIV/0!"}}]
["FMT12309N",{"$f":"($F$7*(INDEX(Tabelle1!$A$1:$PG$492,MATCH($A190,Tabelle1!$A$1:$A$492,0),MATCH($A$7,Tabelle1!$A$1:$PG$1,0))))","v":0},null,null,null,null,{"$f":"Tabelle2[[#This Row],[Anzahl]]/Tabelle3[[#This Row],[Spalte3]]","v":{"$error":"#DIV/0!"}}]
["FMT13150FN",{"$f":"($F$7*(INDEX(Tabelle1!$A$1:$PG$492,MATCH($A191,Tabelle1!$A$1:$A$492,0),MATCH($A$7,Tabelle1!$A$1:$PG$1,0))))","v":0},null,"FMT13150FN5",0.2,5,{"$f":"Tabelle2[[#This Row],[Anzahl]]/Tabelle3[[#This Row],[Spalte3]]","v":0}]
["FMT13150FN5",{"$f":"($F$7*(INDEX(Tabelle1!$A$1:$PG$492,MATCH($A192,Tabelle1!$A$1:$A$492,0),MATCH($A$7,Tabelle1!$A$1:$PG$1,0))))","v":0},null,null,null,null,{"$f":"Tabelle2[[#This Row],[Anzahl]]/Tabelle3[[#This Row],[Spalte3]]","v":{"$error":"#DIV/0!"}}]
["FMT13150N",{"$f":"($F$7*(INDEX(Tabelle1!$A$1:$PG$492,MATCH($A193,Tabelle1!$A$1:$A$492,0),MATCH($A$7,Tabelle1!$A$1:$PG$1,0))))","v":0},null,"FMT13150N5",0.2,5,{"$f":"Tabelle2[[#This Row],[Anzahl]]/Tabelle3[[#This Row],[Spalte3]]","v":0}]
["FMT13150N5",{"$f":"($F$7*(INDEX(Tabelle1!$A$1:$PG$492,MATCH($A194,Tabelle1!$A$1:$A$492,0),MATCH($A$7,Tabelle1!$A$1:$PG$1,0))))","v":0},null,null,null,null,{"$f":"Tabelle2[[#This Row],[Anzahl]]/Tabelle3[[#This Row],[Spalte3]]","v":{"$error":"#DIV/0!"}}]
["FMT13322FN",{"$f":"($F$7*(INDEX(Tabelle1!$A$1:$PG$492,MATCH($A195,Tabelle1!$A$1:$A$492,0),MATCH($A$7,Tabelle1!$A$1:$PG$1,0))))","v":0},null,null,null,null,{"$f":"Tabelle2[[#This Row],[Anzahl]]/Tabelle3[[#This Row],[Spalte3]]","v":{"$error":"#DIV/0!"}}]
["FMT13322N",{"$f":"($F$7*(INDEX(Tabelle1!$A$1:$PG$492,MATCH($A196,Tabelle1!$A$1:$A$492,0),MATCH($A$7,Tabelle1!$A$1:$PG$1,0))))","v":0},null,"FMT13322N5",0.2,5,{"$f":"Tabelle2[[#This Row],[Anzahl]]/Tabelle3[[#This Row],[Spalte3]]","v":0}]
["FMT13322N5",{"$f":"($F$7*(INDEX(Tabelle1!$A$1:$PG$492,MATCH($A197,Tabelle1!$A$1:$A$492,0),MATCH($A$7,Tabelle1!$A$1:$PG$1,0))))","v":0},null,null,null,null,{"$f":"Tabelle2[[#This Row],[Anzahl]]/Tabelle3[[#This Row],[Spalte3]]","v":{"$error":"#DIV/0!"}}]
["FMT22309FN",{"$f":"($F$7*(INDEX(Tabelle1!$A$1:$PG$492,MATCH($A198,Tabelle1!$A$1:$A$492,0),MATCH($A$7,Tabelle1!$A$1:$PG$1,0))))","v":0},null,null,null,null,{"$f":"Tabelle2[[#This Row],[Anzahl]]/Tabelle3[[#This Row],[Spalte3]]","v":{"$error":"#DIV/0!"}}]
["FMT22309N",{"$f":"($F$7*(INDEX(Tabelle1!$A$1:$PG$492,MATCH($A199,Tabelle1!$A$1:$A$492,0),MATCH($A$7,Tabelle1!$A$1:$PG$1,0))))","v":0},null,null,null,null,{"$f":"Tabelle2[[#This Row],[Anzahl]]/Tabelle3[[#This Row],[Spalte3]]","v":{"$error":"#DIV/0!"}}]
["FMT23160FN",{"$f":"($F$7*(INDEX(Tabelle1!$A$1:$PG$492,MATCH($A200,Tabelle1!$A$1:$A$492,0),MATCH($A$7,Tabelle1!$A$1:$PG$1,0))))","v":0},null,null,null,null,{"$f":"Tabelle2[[#This Row],[Anzahl]]/Tabelle3[[#This Row],[Spalte3]]","v":{"$error":"#DIV/0!"}}]
["FMT23160N",{"$f":"($F$7*(INDEX(Tabelle1!$A$1:$PG$492,MATCH($A201,Tabelle1!$A$1:$A$492,0),MATCH($A$7,Tabelle1!$A$1:$PG$1,0))))","v":0},null,null,null,null,{"$f":"Tabelle2[[#This Row],[Anzahl]]/Tabelle3[[#This Row],[Spalte3]]","v":{"$error":"#DIV/0!"}}]
["FMT23322FN",{"$f":"($F$7*(INDEX(Tabelle1!$A$1:$PG$492,MATCH($A202,Tabelle1!$A$1:$A$492,0),MATCH($A$7,Tabelle1!$A$1:$PG$1,0))))","v":0},null,null,null,null,{"$f":"Tabelle2[[#This Row],[Anzahl]]/Tabelle3[[#This Row],[Spalte3]]","v":{"$error":"#DIV/0!"}}]
["FMT23322N",{"$f":"($F$7*(INDEX(Tabelle1!$A$1:$PG$492,MATCH($A203,Tabelle1!$A$1:$A$492,0),MATCH($A$7,Tabelle1!$A$1:$PG$1,0))))","v":0},null,null,null,null,{"$f":"Tabelle2[[#This Row],[Anzahl]]/Tabelle3[[#This Row],[Spalte3]]","v":{"$error":"#DIV/0!"}}]
["FSK187",{"$f":"($F$7*(INDEX(Tabelle1!$A$1:$PG$492,MATCH($A204,Tabelle1!$A$1:$A$492,0),MATCH($A$7,Tabelle1!$A$1:$PG$1,0))))","v":0},null,null,null,null,{"$f":"Tabelle2[[#This Row],[Anzahl]]/Tabelle3[[#This Row],[Spalte3]]","v":{"$error":"#DIV/0!"}}]
["FSK188",{"$f":"($F$7*(INDEX(Tabelle1!$A$1:$PG$492,MATCH($A205,Tabelle1!$A$1:$A$492,0),MATCH($A$7,Tabelle1!$A$1:$PG$1,0))))","v":0},null,null,null,null,{"$f":"Tabelle2[[#This Row],[Anzahl]]/Tabelle3[[#This Row],[Spalte3]]","v":{"$error":"#DIV/0!"}}]
["FSK188N",{"$f":"($F$7*(INDEX(Tabelle1!$A$1:$PG$492,MATCH($A206,Tabelle1!$A$1:$A$492,0),MATCH($A$7,Tabelle1!$A$1:$PG$1,0))))","v":0},null,null,null,null,{"$f":"Tabelle2[[#This Row],[Anzahl]]/Tabelle3[[#This Row],[Spalte3]]","v":{"$error":"#DIV/0!"}}]
["FSK190",{"$f":"($F$7*(INDEX(Tabelle1!$A$1:$PG$492,MATCH($A207,Tabelle1!$A$1:$A$492,0),MATCH($A$7,Tabelle1!$A$1:$PG$1,0))))","v":0},null,null,null,null,{"$f":"Tabelle2[[#This Row],[Anzahl]]/Tabelle3[[#This Row],[Spalte3]]","v":{"$error":"#DIV/0!"}}]
["FSK300N",{"$f":"($F$7*(INDEX(Tabelle1!$A$1:$PG$492,MATCH($A208,Tabelle1!$A$1:$A$492,0),MATCH($A$7,Tabelle1!$A$1:$PG$1,0))))","v":0},null,"FSK300N40",{"$f":"1/40","v":2.5000000000000001E-2},40,{"$f":"Tabelle2[[#This Row],[Anzahl]]/Tabelle3[[#This Row],[Spalte3]]","v":0}]
["FSK300N4",{"$f":"($F$7*(INDEX(Tabelle1!$A$1:$PG$492,MATCH($A209,Tabelle1!$A$1:$A$492,0),MATCH($A$7,Tabelle1!$A$1:$PG$1,0))))","v":0},null,null,null,null,{"$f":"Tabelle2[[#This Row],[Anzahl]]/Tabelle3[[#This Row],[Spalte3]]","v":{"$error":"#DIV/0!"}}]
["FSK300N40",{"$f":"($F$7*(INDEX(Tabelle1!$A$1:$PG$492,MATCH($A210,Tabelle1!$A$1:$A$492,0),MATCH($A$7,Tabelle1!$A$1:$PG$1,0))))","v":0},null,null,null,null,{"$f":"Tabelle2[[#This Row],[Anzahl]]/Tabelle3[[#This Row],[Spalte3]]","v":{"$error":"#DIV/0!"}}]
["FSK400N",{"$f":"($F$7*(INDEX(Tabelle1!$A$1:$PG$492,MATCH($A211,Tabelle1!$A$1:$A$492,0),MATCH($A$7,Tabelle1!$A$1:$PG$1,0))))","v":0},null,"FSK400N10",0.1,10,{"$f":"Tabelle2[[#This Row],[Anzahl]]/Tabelle3[[#This Row],[Spalte3]]","v":0}]
["FSK400N10",{"$f":"($F$7*(INDEX(Tabelle1!$A$1:$PG$492,MATCH($A212,Tabelle1!$A$1:$A$492,0),MATCH($A$7,Tabelle1!$A$1:$PG$1,0))))","v":0},null,null,null,null,{"$f":"Tabelle2[[#This Row],[Anzahl]]/Tabelle3[[#This Row],[Spalte3]]","v":{"$error":"#DIV/0!"}}]
["FSK401N",{"$f":"($F$7*(INDEX(Tabelle1!$A$1:$PG$492,MATCH($A213,Tabelle1!$A$1:$A$492,0),MATCH($A$7,Tabelle1!$A$1:$PG$1,0))))","v":0},null,"FSK401N10",0.1,10,{"$f":"Tabelle2[[#This Row],[Anzahl]]/Tabelle3[[#This Row],[Spalte3]]","v":0}]
["FSK401N10",{"$f":"($F$7*(INDEX(Tabelle1!$A$1:$PG$492,MATCH($A214,Tabelle1!$A$1:$A$492,0),MATCH($A$7,Tabelle1!$A$1:$PG$1,0))))","v":0},null,null,null,null,{"$f":"Tabelle2[[#This Row],[Anzahl]]/Tabelle3[[#This Row],[Spalte3]]","v":{"$error":"#DIV/0!"}}]
["FSK600N",{"$f":"($F$7*(INDEX(Tabelle1!$A$1:$PG$492,MATCH($A215,Tabelle1!$A$1:$A$492,0),MATCH($A$7,Tabelle1!$A$1:$PG$1,0))))","v":0},null,"FSK600N20",0.05,20,{"$f":"Tabelle2[[#This Row],[Anzahl]]/Tabelle3[[#This Row],[Spalte3]]","v":0}]
["FSK600N20",{"$f":"($F$7*(INDEX(Tabelle1!$A$1:$PG$492,MATCH($A216,Tabelle1!$A$1:$A$492,0),MATCH($A$7,Tabelle1!$A$1:$PG$1,0))))","v":0},null,null,null,null,{"$f":"Tabelle2[[#This Row],[Anzahl]]/Tabelle3[[#This Row],[Spalte3]]","v":{"$error":"#DIV/0!"}}]
["FSK695N",{"$f":"($F$7*(INDEX(Tabelle1!$A$1:$PG$492,MATCH($A217,Tabelle1!$A$1:$A$492,0),MATCH($A$7,Tabelle1!$A$1:$PG$1,0))))","v":0},null,"FSK695N10",0.1,10,{"$f":"Tabelle2[[#This Row],[Anzahl]]/Tabelle3[[#This Row],[Spalte3]]","v":0}]
["FSK695N10",{"$f":"($F$7*(INDEX(Tabelle1!$A$1:$PG$492,MATCH($A218,Tabelle1!$A$1:$A$492,0),MATCH($A$7,Tabelle1!$A$1:$PG$1,0))))","v":0},null,null,null,null,{"$f":"Tabelle2[[#This Row],[Anzahl]]/Tabelle3[[#This Row],[Spalte3]]","v":{"$error":"#DIV/0!"}}]
["FSK903FN",{"$f":"($F$7*(INDEX(Tabelle1!$A$1:$PG$492,MATCH($A219,Tabelle1!$A$1:$A$492,0),MATCH($A$7,Tabelle1!$A$1:$PG$1,0))))","v":0},null,"FSK903FN20",0.05,20,{"$f":"Tabelle2[[#This Row],[Anzahl]]/Tabelle3[[#This Row],[Spalte3]]","v":0}]
["FSK903FN20",{"$f":"($F$7*(INDEX(Tabelle1!$A$1:$PG$492,MATCH($A220,Tabelle1!$A$1:$A$492,0),MATCH($A$7,Tabelle1!$A$1:$PG$1,0))))","v":0},null,null,null,null,{"$f":"Tabelle2[[#This Row],[Anzahl]]/Tabelle3[[#This Row],[Spalte3]]","v":{"$error":"#DIV/0!"}}]
["FSK903TN",{"$f":"($F$7*(INDEX(Tabelle1!$A$1:$PG$492,MATCH($A221,Tabelle1!$A$1:$A$492,0),MATCH($A$7,Tabelle1!$A$1:$PG$1,0))))","v":0},null,"FSK903TN20",0.05,20,{"$f":"Tabelle2[[#This Row],[Anzahl]]/Tabelle3[[#This Row],[Spalte3]]","v":0}]
["FSK903TN20",{"$f":"($F$7*(INDEX(Tabelle1!$A$1:$PG$492,MATCH($A222,Tabelle1!$A$1:$A$492,0),MATCH($A$7,Tabelle1!$A$1:$PG$1,0))))","v":0},null,null,null,null,{"$f":"Tabelle2[[#This Row],[Anzahl]]/Tabelle3[[#This Row],[Spalte3]]","v":{"$error":"#DIV/0!"}}]
["FST601N",{"$f":"($F$7*(INDEX(Tabelle1!$A$1:$PG$492,MATCH($A223,Tabelle1!$A$1:$A$492,0),MATCH($A$7,Tabelle1!$A$1:$PG$1,0))))","v":0},null,"FST601N20",0.05,20,{"$f":"Tabelle2[[#This Row],[Anzahl]]/Tabelle3[[#This Row],[Spalte3]]","v":0}]
["FST601N20",{"$f":"($F$7*(INDEX(Tabelle1!$A$1:$PG$492,MATCH($A224,Tabelle1!$A$1:$A$492,0),MATCH($A$7,Tabelle1!$A$1:$PG$1,0))))","v":0},null,null,null,null,{"$f":"Tabelle2[[#This Row],[Anzahl]]/Tabelle3[[#This Row],[Spalte3]]","v":{"$error":"#DIV/0!"}}]
["FST603N",{"$f":"($F$7*(INDEX(Tabelle1!$A$1:$PG$492,MATCH($A225,Tabelle1!$A$1:$A$492,0),MATCH($A$7,Tabelle1!$A$1:$PG$1,0))))","v":0},null,"FST603N10",0.1,10,{"$f":"Tabelle2[[#This Row],[Anzahl]]/Tabelle3[[#This Row],[Spalte3]]","v":0}]
["FST603N10",{"$f":"($F$7*(INDEX(Tabelle1!$A$1:$PG$492,MATCH($A226,Tabelle1!$A$1:$A$492,0),MATCH($A$7,Tabelle1!$A$1:$PG$1,0))))","v":0},null,null,null,null,{"$f":"Tabelle2[[#This Row],[Anzahl]]/Tabelle3[[#This Row],[Spalte3]]","v":{"$error":"#DIV/0!"}}]
["FST703N",{"$f":"($F$7*(INDEX(Tabelle1!$A$1:$PG$492,MATCH($A227,Tabelle1!$A$1:$A$492,0),MATCH($A$7,Tabelle1!$A$1:$PG$1,0))))","v":0},null,"FST703N10",0.1,10,{"$f":"Tabelle2[[#This Row],[Anzahl]]/Tabelle3[[#This Row],[Spalte3]]","v":0}]
["FST703N10",{"$f":"($F$7*(INDEX(Tabelle1!$A$1:$PG$492,MATCH($A228,Tabelle1!$A$1:$A$492,0),MATCH($A$7,Tabelle1!$A$1:$PG$1,0))))","v":0},null,null,null,null,{"$f":"Tabelle2[[#This Row],[Anzahl]]/Tabelle3[[#This Row],[Spalte3]]","v":{"$error":"#DIV/0!"}}]
["FST901N",{"$f":"($F$7*(INDEX(Tabelle1!$A$1:$PG$492,MATCH($A229,Tabelle1!$A$1:$A$492,0),MATCH($A$7,Tabelle1!$A$1:$PG$1,0))))","v":0},null,"FST901N10",0.1,10,{"$f":"Tabelle2[[#This Row],[Anzahl]]/Tabelle3[[#This Row],[Spalte3]]","v":0}]
["FST901N10",{"$f":"($F$7*(INDEX(Tabelle1!$A$1:$PG$492,MATCH($A230,Tabelle1!$A$1:$A$492,0),MATCH($A$7,Tabelle1!$A$1:$PG$1,0))))","v":0},null,null,null,null,{"$f":"Tabelle2[[#This Row],[Anzahl]]/Tabelle3[[#This Row],[Spalte3]]","v":{"$error":"#DIV/0!"}}]
["FST902N",{"$f":"($F$7*(INDEX(Tabelle1!$A$1:$PG$492,MATCH($A231,Tabelle1!$A$1:$A$492,0),MATCH($A$7,Tabelle1!$A$1:$PG$1,0))))","v":0},null,"FST902N10",0.1,10,{"$f":"Tabelle2[[#This Row],[Anzahl]]/Tabelle3[[#This Row],[Spalte3]]","v":0}]
["FST902N10",{"$f":"($F$7*(INDEX(Tabelle1!$A$1:$PG$492,MATCH($A232,Tabelle1!$A$1:$A$492,0),MATCH($A$7,Tabelle1!$A$1:$PG$1,0))))","v":0},null,null,null,null,{"$f":"Tabelle2[[#This Row],[Anzahl]]/Tabelle3[[#This Row],[Spalte3]]","v":{"$error":"#DIV/0!"}}]
["FST903N",{"$f":"($F$7*(INDEX(Tabelle1!$A$1:$PG$492,MATCH($A233,Tabelle1!$A$1:$A$492,0),MATCH($A$7,Tabelle1!$A$1:$PG$1,0))))","v":0},null,"FST903N10",0.1,10,{"$f":"Tabelle2[[#This Row],[Anzahl]]/Tabelle3[[#This Row],[Spalte3]]","v":0}]
["FST903N10",{"$f":"($F$7*(INDEX(Tabelle1!$A$1:$PG$492,MATCH($A234,Tabelle1!$A$1:$A$492,0),MATCH($A$7,Tabelle1!$A$1:$PG$1,0))))","v":0},null,null,null,null,{"$f":"Tabelle2[[#This Row],[Anzahl]]/Tabelle3[[#This Row],[Spalte3]]","v":{"$error":"#DIV/0!"}}]
["FTB24N2",{"$f":"($F$7*(INDEX(Tabelle1!$A$1:$PG$492,MATCH($A235,Tabelle1!$A$1:$A$492,0),MATCH($A$7,Tabelle1!$A$1:$PG$1,0))))","v":0},null,"FTB24N20",0.1,10,{"$f":"Tabelle2[[#This Row],[Anzahl]]/Tabelle3[[#This Row],[Spalte3]]","v":0}]
["FTB24N20",{"$f":"($F$7*(INDEX(Tabelle1!$A$1:$PG$492,MATCH($A236,Tabelle1!$A$1:$A$492,0),MATCH($A$7,Tabelle1!$A$1:$PG$1,0))))","v":0},null,null,null,null,{"$f":"Tabelle2[[#This Row],[Anzahl]]/Tabelle3[[#This Row],[Spalte3]]","v":{"$error":"#DIV/0!"}}]
["FTB49N2",{"$f":"($F$7*(INDEX(Tabelle1!$A$1:$PG$492,MATCH($A237,Tabelle1!$A$1:$A$492,0),MATCH($A$7,Tabelle1!$A$1:$PG$1,0))))","v":0},null,"FTB49N20",0.1,10,{"$f":"Tabelle2[[#This Row],[Anzahl]]/Tabelle3[[#This Row],[Spalte3]]","v":0}]
["FTB49N20",{"$f":"($F$7*(INDEX(Tabelle1!$A$1:$PG$492,MATCH($A238,Tabelle1!$A$1:$A$492,0),MATCH($A$7,Tabelle1!$A$1:$PG$1,0))))","v":0},null,null,null,null,{"$f":"Tabelle2[[#This Row],[Anzahl]]/Tabelle3[[#This Row],[Spalte3]]","v":{"$error":"#DIV/0!"}}]
["FTB74N2",{"$f":"($F$7*(INDEX(Tabelle1!$A$1:$PG$492,MATCH($A239,Tabelle1!$A$1:$A$492,0),MATCH($A$7,Tabelle1!$A$1:$PG$1,0))))","v":0},null,"FTB74N20",0.1,10,{"$f":"Tabelle2[[#This Row],[Anzahl]]/Tabelle3[[#This Row],[Spalte3]]","v":0}]
["FTB74N20",{"$f":"($F$7*(INDEX(Tabelle1!$A$1:$PG$492,MATCH($A240,Tabelle1!$A$1:$A$492,0),MATCH($A$7,Tabelle1!$A$1:$PG$1,0))))","v":0},null,null,null,null,{"$f":"Tabelle2[[#This Row],[Anzahl]]/Tabelle3[[#This Row],[Spalte3]]","v":{"$error":"#DIV/0!"}}]
["FTV22N2",{"$f":"($F$7*(INDEX(Tabelle1!$A$1:$PG$492,MATCH($A241,Tabelle1!$A$1:$A$492,0),MATCH($A$7,Tabelle1!$A$1:$PG$1,0))))","v":0},null,"FTV22N20",0.1,10,{"$f":"Tabelle2[[#This Row],[Anzahl]]/Tabelle3[[#This Row],[Spalte3]]","v":0}]
["FTV22N20",{"$f":"($F$7*(INDEX(Tabelle1!$A$1:$PG$492,MATCH($A242,Tabelle1!$A$1:$A$492,0),MATCH($A$7,Tabelle1!$A$1:$PG$1,0))))","v":0},null,null,null,null,{"$f":"Tabelle2[[#This Row],[Anzahl]]/Tabelle3[[#This Row],[Spalte3]]","v":{"$error":"#DIV/0!"}}]
["FTV34N2",{"$f":"($F$7*(INDEX(Tabelle1!$A$1:$PG$492,MATCH($A243,Tabelle1!$A$1:$A$492,0),MATCH($A$7,Tabelle1!$A$1:$PG$1,0))))","v":0},null,"FTV34N20",0.1,10,{"$f":"Tabelle2[[#This Row],[Anzahl]]/Tabelle3[[#This Row],[Spalte3]]","v":0}]
["FTV34N20",{"$f":"($F$7*(INDEX(Tabelle1!$A$1:$PG$492,MATCH($A244,Tabelle1!$A$1:$A$492,0),MATCH($A$7,Tabelle1!$A$1:$PG$1,0))))","v":0},null,null,null,null,{"$f":"Tabelle2[[#This Row],[Anzahl]]/Tabelle3[[#This Row],[Spalte3]]","v":{"$error":"#DIV/0!"}}]
["GCU101N",{"$f":"($F$7*(INDEX(Tabelle1!$A$1:$PG$492,MATCH($A245,Tabelle1!$A$1:$A$492,0),MATCH($A$7,Tabelle1!$A$1:$PG$1,0))))","v":0},null,null,null,null,{"$f":"Tabelle2[[#This Row],[Anzahl]]/Tabelle3[[#This Row],[Spalte3]]","v":{"$error":"#DIV/0!"}}]
["GCU102N",{"$f":"($F$7*(INDEX(Tabelle1!$A$1:$PG$492,MATCH($A246,Tabelle1!$A$1:$A$492,0),MATCH($A$7,Tabelle1!$A$1:$PG$1,0))))","v":0},null,null,null,null,{"$f":"Tabelle2[[#This Row],[Anzahl]]/Tabelle3[[#This Row],[Spalte3]]","v":{"$error":"#DIV/0!"}}]
["GCU103N",{"$f":"($F$7*(INDEX(Tabelle1!$A$1:$PG$492,MATCH($A247,Tabelle1!$A$1:$A$492,0),MATCH($A$7,Tabelle1!$A$1:$PG$1,0))))","v":0},null,null,null,null,{"$f":"Tabelle2[[#This Row],[Anzahl]]/Tabelle3[[#This Row],[Spalte3]]","v":{"$error":"#DIV/0!"}}]
["GCU104N",{"$f":"($F$7*(INDEX(Tabelle1!$A$1:$PG$492,MATCH($A248,Tabelle1!$A$1:$A$492,0),MATCH($A$7,Tabelle1!$A$1:$PG$1,0))))","v":0},null,null,null,null,{"$f":"Tabelle2[[#This Row],[Anzahl]]/Tabelle3[[#This Row],[Spalte3]]","v":{"$error":"#DIV/0!"}}]
["GCU105N",{"$f":"($F$7*(INDEX(Tabelle1!$A$1:$PG$492,MATCH($A249,Tabelle1!$A$1:$A$492,0),MATCH($A$7,Tabelle1!$A$1:$PG$1,0))))","v":0},null,null,null,null,{"$f":"Tabelle2[[#This Row],[Anzahl]]/Tabelle3[[#This Row],[Spalte3]]","v":{"$error":"#DIV/0!"}}]
["GKA10N",{"$f":"($F$7*(INDEX(Tabelle1!$A$1:$PG$492,MATCH($A250,Tabelle1!$A$1:$A$492,0),MATCH($A$7,Tabelle1!$A$1:$PG$1,0))))","v":0},null,"GKA10N10",0.1,10,{"$f":"Tabelle2[[#This Row],[Anzahl]]/Tabelle3[[#This Row],[Spalte3]]","v":0}]
["GKA10N10",{"$f":"($F$7*(INDEX(Tabelle1!$A$1:$PG$492,MATCH($A251,Tabelle1!$A$1:$A$492,0),MATCH($A$7,Tabelle1!$A$1:$PG$1,0))))","v":0},null,null,null,null,{"$f":"Tabelle2[[#This Row],[Anzahl]]/Tabelle3[[#This Row],[Spalte3]]","v":{"$error":"#DIV/0!"}}]
["GKA11N",{"$f":"($F$7*(INDEX(Tabelle1!$A$1:$PG$492,MATCH($A252,Tabelle1!$A$1:$A$492,0),MATCH($A$7,Tabelle1!$A$1:$PG$1,0))))","v":0},null,null,null,null,{"$f":"Tabelle2[[#This Row],[Anzahl]]/Tabelle3[[#This Row],[Spalte3]]","v":{"$error":"#DIV/0!"}}]
["GSS41N",{"$f":"($F$7*(INDEX(Tabelle1!$A$1:$PG$492,MATCH($A253,Tabelle1!$A$1:$A$492,0),MATCH($A$7,Tabelle1!$A$1:$PG$1,0))))","v":0},null,null,null,null,{"$f":"Tabelle2[[#This Row],[Anzahl]]/Tabelle3[[#This Row],[Spalte3]]","v":{"$error":"#DIV/0!"}}]
["GSS42N",{"$f":"($F$7*(INDEX(Tabelle1!$A$1:$PG$492,MATCH($A254,Tabelle1!$A$1:$A$492,0),MATCH($A$7,Tabelle1!$A$1:$PG$1,0))))","v":0},null,null,null,null,{"$f":"Tabelle2[[#This Row],[Anzahl]]/Tabelle3[[#This Row],[Spalte3]]","v":{"$error":"#DIV/0!"}}]
["GSS51N",{"$f":"($F$7*(INDEX(Tabelle1!$A$1:$PG$492,MATCH($A255,Tabelle1!$A$1:$A$492,0),MATCH($A$7,Tabelle1!$A$1:$PG$1,0))))","v":0},null,null,null,null,{"$f":"Tabelle2[[#This Row],[Anzahl]]/Tabelle3[[#This Row],[Spalte3]]","v":{"$error":"#DIV/0!"}}]
["GSS52N",{"$f":"($F$7*(INDEX(Tabelle1!$A$1:$PG$492,MATCH($A256,Tabelle1!$A$1:$A$492,0),MATCH($A$7,Tabelle1!$A$1:$PG$1,0))))","v":0},null,null,null,null,{"$f":"Tabelle2[[#This Row],[Anzahl]]/Tabelle3[[#This Row],[Spalte3]]","v":{"$error":"#DIV/0!"}}]
["GST40",{"$f":"($F$7*(INDEX(Tabelle1!$A$1:$PG$492,MATCH($A257,Tabelle1!$A$1:$A$492,0),MATCH($A$7,Tabelle1!$A$1:$PG$1,0))))","v":0},null,null,null,null,{"$f":"Tabelle2[[#This Row],[Anzahl]]/Tabelle3[[#This Row],[Spalte3]]","v":{"$error":"#DIV/0!"}}]
["GST40N",{"$f":"($F$7*(INDEX(Tabelle1!$A$1:$PG$492,MATCH($A258,Tabelle1!$A$1:$A$492,0),MATCH($A$7,Tabelle1!$A$1:$PG$1,0))))","v":0},null,"GST40N50",{"$f":"1/50","v":0.02},50,{"$f":"Tabelle2[[#This Row],[Anzahl]]/Tabelle3[[#This Row],[Spalte3]]","v":0}]
["GST40N50",{"$f":"($F$7*(INDEX(Tabelle1!$A$1:$PG$492,MATCH($A259,Tabelle1!$A$1:$A$492,0),MATCH($A$7,Tabelle1!$A$1:$PG$1,0))))","v":0},null,null,null,null,{"$f":"Tabelle2[[#This Row],[Anzahl]]/Tabelle3[[#This Row],[Spalte3]]","v":{"$error":"#DIV/0!"}}]
["PLH1",{"$f":"($F$7*(INDEX(Tabelle1!$A$1:$PG$492,MATCH($A260,Tabelle1!$A$1:$A$492,0),MATCH($A$7,Tabelle1!$A$1:$PG$1,0))))","v":0},null,null,null,null,{"$f":"Tabelle2[[#This Row],[Anzahl]]/Tabelle3[[#This Row],[Spalte3]]","v":{"$error":"#DIV/0!"}}]
["PLH15",{"$f":"($F$7*(INDEX(Tabelle1!$A$1:$PG$492,MATCH($A261,Tabelle1!$A$1:$A$492,0),MATCH($A$7,Tabelle1!$A$1:$PG$1,0))))","v":0},null,null,null,null,{"$f":"Tabelle2[[#This Row],[Anzahl]]/Tabelle3[[#This Row],[Spalte3]]","v":{"$error":"#DIV/0!"}}]
["PLH1N",{"$f":"($F$7*(INDEX(Tabelle1!$A$1:$PG$492,MATCH($A262,Tabelle1!$A$1:$A$492,0),MATCH($A$7,Tabelle1!$A$1:$PG$1,0))))","v":0},null,null,null,null,{"$f":"Tabelle2[[#This Row],[Anzahl]]/Tabelle3[[#This Row],[Spalte3]]","v":{"$error":"#DIV/0!"}}]
["PLH20",{"$f":"($F$7*(INDEX(Tabelle1!$A$1:$PG$492,MATCH($A263,Tabelle1!$A$1:$A$492,0),MATCH($A$7,Tabelle1!$A$1:$PG$1,0))))","v":0},null,null,null,null,{"$f":"Tabelle2[[#This Row],[Anzahl]]/Tabelle3[[#This Row],[Spalte3]]","v":{"$error":"#DIV/0!"}}]
["PLH20N",{"$f":"($F$7*(INDEX(Tabelle1!$A$1:$PG$492,MATCH($A264,Tabelle1!$A$1:$A$492,0),MATCH($A$7,Tabelle1!$A$1:$PG$1,0))))","v":0},null,null,null,null,{"$f":"Tabelle2[[#This Row],[Anzahl]]/Tabelle3[[#This Row],[Spalte3]]","v":{"$error":"#DIV/0!"}}]
["PLH375Z",{"$f":"($F$7*(INDEX(Tabelle1!$A$1:$PG$492,MATCH($A265,Tabelle1!$A$1:$A$492,0),MATCH($A$7,Tabelle1!$A$1:$PG$1,0))))","v":0},null,null,null,null,{"$f":"Tabelle2[[#This Row],[Anzahl]]/Tabelle3[[#This Row],[Spalte3]]","v":{"$error":"#DIV/0!"}}]
["PLH452",{"$f":"($F$7*(INDEX(Tabelle1!$A$1:$PG$492,MATCH($A266,Tabelle1!$A$1:$A$492,0),MATCH($A$7,Tabelle1!$A$1:$PG$1,0))))","v":0},null,null,null,null,{"$f":"Tabelle2[[#This Row],[Anzahl]]/Tabelle3[[#This Row],[Spalte3]]","v":{"$error":"#DIV/0!"}}]
["PLH452Z",{"$f":"($F$7*(INDEX(Tabelle1!$A$1:$PG$492,MATCH($A267,Tabelle1!$A$1:$A$492,0),MATCH($A$7,Tabelle1!$A$1:$PG$1,0))))","v":0},null,null,null,null,{"$f":"Tabelle2[[#This Row],[Anzahl]]/Tabelle3[[#This Row],[Spalte3]]","v":{"$error":"#DIV/0!"}}]
["PMF112N",{"$f":"($F$7*(INDEX(Tabelle1!$A$1:$PG$492,MATCH($A268,Tabelle1!$A$1:$A$492,0),MATCH($A$7,Tabelle1!$A$1:$PG$1,0))))","v":0},null,null,null,null,{"$f":"Tabelle2[[#This Row],[Anzahl]]/Tabelle3[[#This Row],[Spalte3]]","v":{"$error":"#DIV/0!"}}]
["PMF130N",{"$f":"($F$7*(INDEX(Tabelle1!$A$1:$PG$492,MATCH($A269,Tabelle1!$A$1:$A$492,0),MATCH($A$7,Tabelle1!$A$1:$PG$1,0))))","v":0},null,null,null,null,{"$f":"Tabelle2[[#This Row],[Anzahl]]/Tabelle3[[#This Row],[Spalte3]]","v":{"$error":"#DIV/0!"}}]
["PMF131",{"$f":"($F$7*(INDEX(Tabelle1!$A$1:$PG$492,MATCH($A270,Tabelle1!$A$1:$A$492,0),MATCH($A$7,Tabelle1!$A$1:$PG$1,0))))","v":0},null,null,null,null,{"$f":"Tabelle2[[#This Row],[Anzahl]]/Tabelle3[[#This Row],[Spalte3]]","v":{"$error":"#DIV/0!"}}]
["PMF140N",{"$f":"($F$7*(INDEX(Tabelle1!$A$1:$PG$492,MATCH($A271,Tabelle1!$A$1:$A$492,0),MATCH($A$7,Tabelle1!$A$1:$PG$1,0))))","v":0},null,null,null,null,{"$f":"Tabelle2[[#This Row],[Anzahl]]/Tabelle3[[#This Row],[Spalte3]]","v":{"$error":"#DIV/0!"}}]
["PMF150N",{"$f":"($F$7*(INDEX(Tabelle1!$A$1:$PG$492,MATCH($A272,Tabelle1!$A$1:$A$492,0),MATCH($A$7,Tabelle1!$A$1:$PG$1,0))))","v":0},null,null,null,null,{"$f":"Tabelle2[[#This Row],[Anzahl]]/Tabelle3[[#This Row],[Spalte3]]","v":{"$error":"#DIV/0!"}}]
["PMF160N",{"$f":"($F$7*(INDEX(Tabelle1!$A$1:$PG$492,MATCH($A273,Tabelle1!$A$1:$A$492,0),MATCH($A$7,Tabelle1!$A$1:$PG$1,0))))","v":0},null,null,null,null,{"$f":"Tabelle2[[#This Row],[Anzahl]]/Tabelle3[[#This Row],[Spalte3]]","v":{"$error":"#DIV/0!"}}]
["PMF170N",{"$f":"($F$7*(INDEX(Tabelle1!$A$1:$PG$492,MATCH($A274,Tabelle1!$A$1:$A$492,0),MATCH($A$7,Tabelle1!$A$1:$PG$1,0))))","v":0},null,null,null,null,{"$f":"Tabelle2[[#This Row],[Anzahl]]/Tabelle3[[#This Row],[Spalte3]]","v":{"$error":"#DIV/0!"}}]
["PMF180N",{"$f":"($F$7*(INDEX(Tabelle1!$A$1:$PG$492,MATCH($A275,Tabelle1!$A$1:$A$492,0),MATCH($A$7,Tabelle1!$A$1:$PG$1,0))))","v":0},null,null,null,null,{"$f":"Tabelle2[[#This Row],[Anzahl]]/Tabelle3[[#This Row],[Spalte3]]","v":{"$error":"#DIV/0!"}}]
["PMF190N",{"$f":"($F$7*(INDEX(Tabelle1!$A$1:$PG$492,MATCH($A276,Tabelle1!$A$1:$A$492,0),MATCH($A$7,Tabelle1!$A$1:$PG$1,0))))","v":0},null,null,null,null,{"$f":"Tabelle2[[#This Row],[Anzahl]]/Tabelle3[[#This Row],[Spalte3]]","v":{"$error":"#DIV/0!"}}]
["PMF212N",{"$f":"($F$7*(INDEX(Tabelle1!$A$1:$PG$492,MATCH($A277,Tabelle1!$A$1:$A$492,0),MATCH($A$7,Tabelle1!$A$1:$PG$1,0))))","v":0},null,null,null,null,{"$f":"Tabelle2[[#This Row],[Anzahl]]/Tabelle3[[#This Row],[Spalte3]]","v":{"$error":"#DIV/0!"}}]
["PMF240N",{"$f":"($F$7*(INDEX(Tabelle1!$A$1:$PG$492,MATCH($A278,Tabelle1!$A$1:$A$492,0),MATCH($A$7,Tabelle1!$A$1:$PG$1,0))))","v":0},null,null,null,null,{"$f":"Tabelle2[[#This Row],[Anzahl]]/Tabelle3[[#This Row],[Spalte3]]","v":{"$error":"#DIV/0!"}}]
["PMF250N",{"$f":"($F$7*(INDEX(Tabelle1!$A$1:$PG$492,MATCH($A279,Tabelle1!$A$1:$A$492,0),MATCH($A$7,Tabelle1!$A$1:$PG$1,0))))","v":0},null,null,null,null,{"$f":"Tabelle2[[#This Row],[Anzahl]]/Tabelle3[[#This Row],[Spalte3]]","v":{"$error":"#DIV/0!"}}]
["PMF260N",{"$f":"($F$7*(INDEX(Tabelle1!$A$1:$PG$492,MATCH($A280,Tabelle1!$A$1:$A$492,0),MATCH($A$7,Tabelle1!$A$1:$PG$1,0))))","v":0},null,null,null,null,{"$f":"Tabelle2[[#This Row],[Anzahl]]/Tabelle3[[#This Row],[Spalte3]]","v":{"$error":"#DIV/0!"}}]
["PMF270N",{"$f":"($F$7*(INDEX(Tabelle1!$A$1:$PG$492,MATCH($A281,Tabelle1!$A$1:$A$492,0),MATCH($A$7,Tabelle1!$A$1:$PG$1,0))))","v":0},null,null,null,null,{"$f":"Tabelle2[[#This Row],[Anzahl]]/Tabelle3[[#This Row],[Spalte3]]","v":{"$error":"#DIV/0!"}}]
["PMF280N",{"$f":"($F$7*(INDEX(Tabelle1!$A$1:$PG$492,MATCH($A282,Tabelle1!$A$1:$A$492,0),MATCH($A$7,Tabelle1!$A$1:$PG$1,0))))","v":0},null,null,null,null,{"$f":"Tabelle2[[#This Row],[Anzahl]]/Tabelle3[[#This Row],[Spalte3]]","v":{"$error":"#DIV/0!"}}]
["PMF290N",{"$f":"($F$7*(INDEX(Tabelle1!$A$1:$PG$492,MATCH($A283,Tabelle1!$A$1:$A$492,0),MATCH($A$7,Tabelle1!$A$1:$PG$1,0))))","v":0},null,null,null,null,{"$f":"Tabelle2[[#This Row],[Anzahl]]/Tabelle3[[#This Row],[Spalte3]]","v":{"$error":"#DIV/0!"}}]
["PMF312N",{"$f":"($F$7*(INDEX(Tabelle1!$A$1:$PG$492,MATCH($A284,Tabelle1!$A$1:$A$492,0),MATCH($A$7,Tabelle1!$A$1:$PG$1,0))))","v":0},null,null,null,null,{"$f":"Tabelle2[[#This Row],[Anzahl]]/Tabelle3[[#This Row],[Spalte3]]","v":{"$error":"#DIV/0!"}}]
["PMF330N",{"$f":"($F$7*(INDEX(Tabelle1!$A$1:$PG$492,MATCH($A285,Tabelle1!$A$1:$A$492,0),MATCH($A$7,Tabelle1!$A$1:$PG$1,0))))","v":0},null,null,null,null,{"$f":"Tabelle2[[#This Row],[Anzahl]]/Tabelle3[[#This Row],[Spalte3]]","v":{"$error":"#DIV/0!"}}]
["PMF340N",{"$f":"($F$7*(INDEX(Tabelle1!$A$1:$PG$492,MATCH($A286,Tabelle1!$A$1:$A$492,0),MATCH($A$7,Tabelle1!$A$1:$PG$1,0))))","v":0},null,null,null,null,{"$f":"Tabelle2[[#This Row],[Anzahl]]/Tabelle3[[#This Row],[Spalte3]]","v":{"$error":"#DIV/0!"}}]
["PMF350N",{"$f":"($F$7*(INDEX(Tabelle1!$A$1:$PG$492,MATCH($A287,Tabelle1!$A$1:$A$492,0),MATCH($A$7,Tabelle1!$A$1:$PG$1,0))))","v":0},null,null,null,null,{"$f":"Tabelle2[[#This Row],[Anzahl]]/Tabelle3[[#This Row],[Spalte3]]","v":{"$error":"#DIV/0!"}}]
["PMF360N",{"$f":"($F$7*(INDEX(Tabelle1!$A$1:$PG$492,MATCH($A288,Tabelle1!$A$1:$A$492,0),MATCH($A$7,Tabelle1!$A$1:$PG$1,0))))","v":0},null,null,null,null,{"$f":"Tabelle2[[#This Row],[Anzahl]]/Tabelle3[[#This Row],[Spalte3]]","v":{"$error":"#DIV/0!"}}]
["PMF370N",{"$f":"($F$7*(INDEX(Tabelle1!$A$1:$PG$492,MATCH($A289,Tabelle1!$A$1:$A$492,0),MATCH($A$7,Tabelle1!$A$1:$PG$1,0))))","v":0},null,null,null,null,{"$f":"Tabelle2[[#This Row],[Anzahl]]/Tabelle3[[#This Row],[Spalte3]]","v":{"$error":"#DIV/0!"}}]
["PMF380N",{"$f":"($F$7*(INDEX(Tabelle1!$A$1:$PG$492,MATCH($A290,Tabelle1!$A$1:$A$492,0),MATCH($A$7,Tabelle1!$A$1:$PG$1,0))))","v":0},null,null,null,null,{"$f":"Tabelle2[[#This Row],[Anzahl]]/Tabelle3[[#This Row],[Spalte3]]","v":{"$error":"#DIV/0!"}}]
["PMF390N",{"$f":"($F$7*(INDEX(Tabelle1!$A$1:$PG$492,MATCH($A291,Tabelle1!$A$1:$A$492,0),MATCH($A$7,Tabelle1!$A$1:$PG$1,0))))","v":0},null,null,null,null,{"$f":"Tabelle2[[#This Row],[Anzahl]]/Tabelle3[[#This Row],[Spalte3]]","v":{"$error":"#DIV/0!"}}]
["PO11N",{"$f":"($F$7*(INDEX(Tabelle1!$A$1:$PG$492,MATCH($A292,Tabelle1!$A$1:$A$492,0),MATCH($A$7,Tabelle1!$A$1:$PG$1,0))))","v":0},null,null,null,null,{"$f":"Tabelle2[[#This Row],[Anzahl]]/Tabelle3[[#This Row],[Spalte3]]","v":{"$error":"#DIV/0!"}}]
["PO12EN",{"$f":"($F$7*(INDEX(Tabelle1!$A$1:$PG$492,MATCH($A293,Tabelle1!$A$1:$A$492,0),MATCH($A$7,Tabelle1!$A$1:$PG$1,0))))","v":0},null,null,null,null,{"$f":"Tabelle2[[#This Row],[Anzahl]]/Tabelle3[[#This Row],[Spalte3]]","v":{"$error":"#DIV/0!"}}]
["PO12HN",{"$f":"($F$7*(INDEX(Tabelle1!$A$1:$PG$492,MATCH($A294,Tabelle1!$A$1:$A$492,0),MATCH($A$7,Tabelle1!$A$1:$PG$1,0))))","v":0},null,null,null,null,{"$f":"Tabelle2[[#This Row],[Anzahl]]/Tabelle3[[#This Row],[Spalte3]]","v":{"$error":"#DIV/0!"}}]
["PO12MN",{"$f":"($F$7*(INDEX(Tabelle1!$A$1:$PG$492,MATCH($A295,Tabelle1!$A$1:$A$492,0),MATCH($A$7,Tabelle1!$A$1:$PG$1,0))))","v":0},null,null,null,null,{"$f":"Tabelle2[[#This Row],[Anzahl]]/Tabelle3[[#This Row],[Spalte3]]","v":{"$error":"#DIV/0!"}}]
["PO12N",{"$f":"($F$7*(INDEX(Tabelle1!$A$1:$PG$492,MATCH($A296,Tabelle1!$A$1:$A$492,0),MATCH($A$7,Tabelle1!$A$1:$PG$1,0))))","v":0},null,null,null,null,{"$f":"Tabelle2[[#This Row],[Anzahl]]/Tabelle3[[#This Row],[Spalte3]]","v":{"$error":"#DIV/0!"}}]
["PO12NN",{"$f":"($F$7*(INDEX(Tabelle1!$A$1:$PG$492,MATCH($A297,Tabelle1!$A$1:$A$492,0),MATCH($A$7,Tabelle1!$A$1:$PG$1,0))))","v":0},null,null,null,null,{"$f":"Tabelle2[[#This Row],[Anzahl]]/Tabelle3[[#This Row],[Spalte3]]","v":{"$error":"#DIV/0!"}}]
["PO13N",{"$f":"($F$7*(INDEX(Tabelle1!$A$1:$PG$492,MATCH($A298,Tabelle1!$A$1:$A$492,0),MATCH($A$7,Tabelle1!$A$1:$PG$1,0))))","v":0},null,null,null,null,{"$f":"Tabelle2[[#This Row],[Anzahl]]/Tabelle3[[#This Row],[Spalte3]]","v":{"$error":"#DIV/0!"}}]
["PU11EAN",{"$f":"($F$7*(INDEX(Tabelle1!$A$1:$PG$492,MATCH($A299,Tabelle1!$A$1:$A$492,0),MATCH($A$7,Tabelle1!$A$1:$PG$1,0))))","v":0},null,null,null,null,{"$f":"Tabelle2[[#This Row],[Anzahl]]/Tabelle3[[#This Row],[Spalte3]]","v":{"$error":"#DIV/0!"}}]
["PU11EN",{"$f":"($F$7*(INDEX(Tabelle1!$A$1:$PG$492,MATCH($A300,Tabelle1!$A$1:$A$492,0),MATCH($A$7,Tabelle1!$A$1:$PG$1,0))))","v":0},null,null,null,null,{"$f":"Tabelle2[[#This Row],[Anzahl]]/Tabelle3[[#This Row],[Spalte3]]","v":{"$error":"#DIV/0!"}}]
["PU11N",{"$f":"($F$7*(INDEX(Tabelle1!$A$1:$PG$492,MATCH($A301,Tabelle1!$A$1:$A$492,0),MATCH($A$7,Tabelle1!$A$1:$PG$1,0))))","v":0},null,null,null,null,{"$f":"Tabelle2[[#This Row],[Anzahl]]/Tabelle3[[#This Row],[Spalte3]]","v":{"$error":"#DIV/0!"}}]
["PU12EN",{"$f":"($F$7*(INDEX(Tabelle1!$A$1:$PG$492,MATCH($A302,Tabelle1!$A$1:$A$492,0),MATCH($A$7,Tabelle1!$A$1:$PG$1,0))))","v":0},null,null,null,null,{"$f":"Tabelle2[[#This Row],[Anzahl]]/Tabelle3[[#This Row],[Spalte3]]","v":{"$error":"#DIV/0!"}}]
["PU12HN",{"$f":"($F$7*(INDEX(Tabelle1!$A$1:$PG$492,MATCH($A303,Tabelle1!$A$1:$A$492,0),MATCH($A$7,Tabelle1!$A$1:$PG$1,0))))","v":0},null,null,null,null,{"$f":"Tabelle2[[#This Row],[Anzahl]]/Tabelle3[[#This Row],[Spalte3]]","v":{"$error":"#DIV/0!"}}]
["PU12N",{"$f":"($F$7*(INDEX(Tabelle1!$A$1:$PG$492,MATCH($A304,Tabelle1!$A$1:$A$492,0),MATCH($A$7,Tabelle1!$A$1:$PG$1,0))))","v":0},null,null,null,null,{"$f":"Tabelle2[[#This Row],[Anzahl]]/Tabelle3[[#This Row],[Spalte3]]","v":{"$error":"#DIV/0!"}}]
["PVO12N",{"$f":"($F$7*(INDEX(Tabelle1!$A$1:$PG$492,MATCH($A305,Tabelle1!$A$1:$A$492,0),MATCH($A$7,Tabelle1!$A$1:$PG$1,0))))","v":0},null,null,null,null,{"$f":"Tabelle2[[#This Row],[Anzahl]]/Tabelle3[[#This Row],[Spalte3]]","v":{"$error":"#DIV/0!"}}]
["PVO13N",{"$f":"($F$7*(INDEX(Tabelle1!$A$1:$PG$492,MATCH($A306,Tabelle1!$A$1:$A$492,0),MATCH($A$7,Tabelle1!$A$1:$PG$1,0))))","v":0},null,null,null,null,{"$f":"Tabelle2[[#This Row],[Anzahl]]/Tabelle3[[#This Row],[Spalte3]]","v":{"$error":"#DIV/0!"}}]
["PVO14N",{"$f":"($F$7*(INDEX(Tabelle1!$A$1:$PG$492,MATCH($A307,Tabelle1!$A$1:$A$492,0),MATCH($A$7,Tabelle1!$A$1:$PG$1,0))))","v":0},null,null,null,null,{"$f":"Tabelle2[[#This Row],[Anzahl]]/Tabelle3[[#This Row],[Spalte3]]","v":{"$error":"#DIV/0!"}}]
["PVU12N",{"$f":"($F$7*(INDEX(Tabelle1!$A$1:$PG$492,MATCH($A308,Tabelle1!$A$1:$A$492,0),MATCH($A$7,Tabelle1!$A$1:$PG$1,0))))","v":0},null,null,null,null,{"$f":"Tabelle2[[#This Row],[Anzahl]]/Tabelle3[[#This Row],[Spalte3]]","v":{"$error":"#DIV/0!"}}]
["PVU13N",{"$f":"($F$7*(INDEX(Tabelle1!$A$1:$PG$492,MATCH($A309,Tabelle1!$A$1:$A$492,0),MATCH($A$7,Tabelle1!$A$1:$PG$1,0))))","v":0},null,null,null,null,{"$f":"Tabelle2[[#This Row],[Anzahl]]/Tabelle3[[#This Row],[Spalte3]]","v":{"$error":"#DIV/0!"}}]
["XCUS112",{"$f":"($F$7*(INDEX(Tabelle1!$A$1:$PG$492,MATCH($A310,Tabelle1!$A$1:$A$492,0),MATCH($A$7,Tabelle1!$A$1:$PG$1,0))))","v":0},null,null,null,null,{"$f":"Tabelle2[[#This Row],[Anzahl]]/Tabelle3[[#This Row],[Spalte3]]","v":{"$error":"#DIV/0!"}}]
["XCUS113",{"$f":"($F$7*(INDEX(Tabelle1!$A$1:$PG$492,MATCH($A311,Tabelle1!$A$1:$A$492,0),MATCH($A$7,Tabelle1!$A$1:$PG$1,0))))","v":0},null,null,null,null,{"$f":"Tabelle2[[#This Row],[Anzahl]]/Tabelle3[[#This Row],[Spalte3]]","v":{"$error":"#DIV/0!"}}]
["XCUS114",{"$f":"($F$7*(INDEX(Tabelle1!$A$1:$PG$492,MATCH($A312,Tabelle1!$A$1:$A$492,0),MATCH($A$7,Tabelle1!$A$1:$PG$1,0))))","v":0},null,null,null,null,{"$f":"Tabelle2[[#This Row],[Anzahl]]/Tabelle3[[#This Row],[Spalte3]]","v":{"$error":"#DIV/0!"}}]
["XCUS115",{"$f":"($F$7*(INDEX(Tabelle1!$A$1:$PG$492,MATCH($A313,Tabelle1!$A$1:$A$492,0),MATCH($A$7,Tabelle1!$A$1:$PG$1,0))))","v":0},null,null,null,null,{"$f":"Tabelle2[[#This Row],[Anzahl]]/Tabelle3[[#This Row],[Spalte3]]","v":{"$error":"#DIV/0!"}}]
["XCUS122",{"$f":"($F$7*(INDEX(Tabelle1!$A$1:$PG$492,MATCH($A314,Tabelle1!$A$1:$A$492,0),MATCH($A$7,Tabelle1!$A$1:$PG$1,0))))","v":0},null,null,null,null,{"$f":"Tabelle2[[#This Row],[Anzahl]]/Tabelle3[[#This Row],[Spalte3]]","v":{"$error":"#DIV/0!"}}]
["XCUS123",{"$f":"($F$7*(INDEX(Tabelle1!$A$1:$PG$492,MATCH($A315,Tabelle1!$A$1:$A$492,0),MATCH($A$7,Tabelle1!$A$1:$PG$1,0))))","v":0},null,null,null,null,{"$f":"Tabelle2[[#This Row],[Anzahl]]/Tabelle3[[#This Row],[Spalte3]]","v":{"$error":"#DIV/0!"}}]
["XCUS124",{"$f":"($F$7*(INDEX(Tabelle1!$A$1:$PG$492,MATCH($A316,Tabelle1!$A$1:$A$492,0),MATCH($A$7,Tabelle1!$A$1:$PG$1,0))))","v":0},null,null,null,null,{"$f":"Tabelle2[[#This Row],[Anzahl]]/Tabelle3[[#This Row],[Spalte3]]","v":{"$error":"#DIV/0!"}}]
["XCUS125",{"$f":"($F$7*(INDEX(Tabelle1!$A$1:$PG$492,MATCH($A317,Tabelle1!$A$1:$A$492,0),MATCH($A$7,Tabelle1!$A$1:$PG$1,0))))","v":0},null,null,null,null,{"$f":"Tabelle2[[#This Row],[Anzahl]]/Tabelle3[[#This Row],[Spalte3]]","v":{"$error":"#DIV/0!"}}]
["XCUS132",{"$f":"($F$7*(INDEX(Tabelle1!$A$1:$PG$492,MATCH($A318,Tabelle1!$A$1:$A$492,0),MATCH($A$7,Tabelle1!$A$1:$PG$1,0))))","v":0},null,null,null,null,{"$f":"Tabelle2[[#This Row],[Anzahl]]/Tabelle3[[#This Row],[Spalte3]]","v":{"$error":"#DIV/0!"}}]
["XCUS133",{"$f":"($F$7*(INDEX(Tabelle1!$A$1:$PG$492,MATCH($A319,Tabelle1!$A$1:$A$492,0),MATCH($A$7,Tabelle1!$A$1:$PG$1,0))))","v":0},null,null,null,null,{"$f":"Tabelle2[[#This Row],[Anzahl]]/Tabelle3[[#This Row],[Spalte3]]","v":{"$error":"#DIV/0!"}}]
["XCUS134",{"$f":"($F$7*(INDEX(Tabelle1!$A$1:$PG$492,MATCH($A320,Tabelle1!$A$1:$A$492,0),MATCH($A$7,Tabelle1!$A$1:$PG$1,0))))","v":0},null,null,null,null,{"$f":"Tabelle2[[#This Row],[Anzahl]]/Tabelle3[[#This Row],[Spalte3]]","v":{"$error":"#DIV/0!"}}]
["XCUS135",{"$f":"($F$7*(INDEX(Tabelle1!$A$1:$PG$492,MATCH($A321,Tabelle1!$A$1:$A$492,0),MATCH($A$7,Tabelle1!$A$1:$PG$1,0))))","v":0},null,null,null,null,{"$f":"Tabelle2[[#This Row],[Anzahl]]/Tabelle3[[#This Row],[Spalte3]]","v":{"$error":"#DIV/0!"}}]
["XCUS512",{"$f":"($F$7*(INDEX(Tabelle1!$A$1:$PG$492,MATCH($A322,Tabelle1!$A$1:$A$492,0),MATCH($A$7,Tabelle1!$A$1:$PG$1,0))))","v":0},null,null,null,null,{"$f":"Tabelle2[[#This Row],[Anzahl]]/Tabelle3[[#This Row],[Spalte3]]","v":{"$error":"#DIV/0!"}}]
["XCUS513",{"$f":"($F$7*(INDEX(Tabelle1!$A$1:$PG$492,MATCH($A323,Tabelle1!$A$1:$A$492,0),MATCH($A$7,Tabelle1!$A$1:$PG$1,0))))","v":0},null,null,null,null,{"$f":"Tabelle2[[#This Row],[Anzahl]]/Tabelle3[[#This Row],[Spalte3]]","v":{"$error":"#DIV/0!"}}]
["XCUS514",{"$f":"($F$7*(INDEX(Tabelle1!$A$1:$PG$492,MATCH($A324,Tabelle1!$A$1:$A$492,0),MATCH($A$7,Tabelle1!$A$1:$PG$1,0))))","v":0},null,null,null,null,{"$f":"Tabelle2[[#This Row],[Anzahl]]/Tabelle3[[#This Row],[Spalte3]]","v":{"$error":"#DIV/0!"}}]
["XCUS515",{"$f":"($F$7*(INDEX(Tabelle1!$A$1:$PG$492,MATCH($A325,Tabelle1!$A$1:$A$492,0),MATCH($A$7,Tabelle1!$A$1:$PG$1,0))))","v":0},null,null,null,null,{"$f":"Tabelle2[[#This Row],[Anzahl]]/Tabelle3[[#This Row],[Spalte3]]","v":{"$error":"#DIV/0!"}}]
["XCUS522",{"$f":"($F$7*(INDEX(Tabelle1!$A$1:$PG$492,MATCH($A326,Tabelle1!$A$1:$A$492,0),MATCH($A$7,Tabelle1!$A$1:$PG$1,0))))","v":0},null,null,null,null,{"$f":"Tabelle2[[#This Row],[Anzahl]]/Tabelle3[[#This Row],[Spalte3]]","v":{"$error":"#DIV/0!"}}]
["XCUS523",{"$f":"($F$7*(INDEX(Tabelle1!$A$1:$PG$492,MATCH($A327,Tabelle1!$A$1:$A$492,0),MATCH($A$7,Tabelle1!$A$1:$PG$1,0))))","v":0},null,null,null,null,{"$f":"Tabelle2[[#This Row],[Anzahl]]/Tabelle3[[#This Row],[Spalte3]]","v":{"$error":"#DIV/0!"}}]
["XCUS524",{"$f":"($F$7*(INDEX(Tabelle1!$A$1:$PG$492,MATCH($A328,Tabelle1!$A$1:$A$492,0),MATCH($A$7,Tabelle1!$A$1:$PG$1,0))))","v":0},null,null,null,null,{"$f":"Tabelle2[[#This Row],[Anzahl]]/Tabelle3[[#This Row],[Spalte3]]","v":{"$error":"#DIV/0!"}}]
["XCUS525",{"$f":"($F$7*(INDEX(Tabelle1!$A$1:$PG$492,MATCH($A329,Tabelle1!$A$1:$A$492,0),MATCH($A$7,Tabelle1!$A$1:$PG$1,0))))","v":0},null,null,null,null,{"$f":"Tabelle2[[#This Row],[Anzahl]]/Tabelle3[[#This Row],[Spalte3]]","v":{"$error":"#DIV/0!"}}]
["XCUS532",{"$f":"($F$7*(INDEX(Tabelle1!$A$1:$PG$492,MATCH($A330,Tabelle1!$A$1:$A$492,0),MATCH($A$7,Tabelle1!$A$1:$PG$1,0))))","v":0},null,null,null,null,{"$f":"Tabelle2[[#This Row],[Anzahl]]/Tabelle3[[#This Row],[Spalte3]]","v":{"$error":"#DIV/0!"}}]
["XCUS533",{"$f":"($F$7*(INDEX(Tabelle1!$A$1:$PG$492,MATCH($A331,Tabelle1!$A$1:$A$492,0),MATCH($A$7,Tabelle1!$A$1:$PG$1,0))))","v":0},null,null,null,null,{"$f":"Tabelle2[[#This Row],[Anzahl]]/Tabelle3[[#This Row],[Spalte3]]","v":{"$error":"#DIV/0!"}}]
["XCUS534",{"$f":"($F$7*(INDEX(Tabelle1!$A$1:$PG$492,MATCH($A332,Tabelle1!$A$1:$A$492,0),MATCH($A$7,Tabelle1!$A$1:$PG$1,0))))","v":0},null,null,null,null,{"$f":"Tabelle2[[#This Row],[Anzahl]]/Tabelle3[[#This Row],[Spalte3]]","v":{"$error":"#DIV/0!"}}]
["XCUS535",{"$f":"($F$7*(INDEX(Tabelle1!$A$1:$PG$492,MATCH($A333,Tabelle1!$A$1:$A$492,0),MATCH($A$7,Tabelle1!$A$1:$PG$1,0))))","v":0},null,null,null,null,{"$f":"Tabelle2[[#This Row],[Anzahl]]/Tabelle3[[#This Row],[Spalte3]]","v":{"$error":"#DIV/0!"}}]
["XCUW111",{"$f":"($F$7*(INDEX(Tabelle1!$A$1:$PG$492,MATCH($A334,Tabelle1!$A$1:$A$492,0),MATCH($A$7,Tabelle1!$A$1:$PG$1,0))))","v":0},null,null,null,null,{"$f":"Tabelle2[[#This Row],[Anzahl]]/Tabelle3[[#This Row],[Spalte3]]","v":{"$error":"#DIV/0!"}}]
["XCUW111B",{"$f":"($F$7*(INDEX(Tabelle1!$A$1:$PG$492,MATCH($A335,Tabelle1!$A$1:$A$492,0),MATCH($A$7,Tabelle1!$A$1:$PG$1,0))))","v":0},null,null,null,null,{"$f":"Tabelle2[[#This Row],[Anzahl]]/Tabelle3[[#This Row],[Spalte3]]","v":{"$error":"#DIV/0!"}}]
["XCUW111E",{"$f":"($F$7*(INDEX(Tabelle1!$A$1:$PG$492,MATCH($A336,Tabelle1!$A$1:$A$492,0),MATCH($A$7,Tabelle1!$A$1:$PG$1,0))))","v":0},null,null,null,null,{"$f":"Tabelle2[[#This Row],[Anzahl]]/Tabelle3[[#This Row],[Spalte3]]","v":{"$error":"#DIV/0!"}}]
["XCUW111K",{"$f":"($F$7*(INDEX(Tabelle1!$A$1:$PG$492,MATCH($A337,Tabelle1!$A$1:$A$492,0),MATCH($A$7,Tabelle1!$A$1:$PG$1,0))))","v":0},null,null,null,null,{"$f":"Tabelle2[[#This Row],[Anzahl]]/Tabelle3[[#This Row],[Spalte3]]","v":{"$error":"#DIV/0!"}}]
["XCUW112",{"$f":"($F$7*(INDEX(Tabelle1!$A$1:$PG$492,MATCH($A338,Tabelle1!$A$1:$A$492,0),MATCH($A$7,Tabelle1!$A$1:$PG$1,0))))","v":0},null,null,null,null,{"$f":"Tabelle2[[#This Row],[Anzahl]]/Tabelle3[[#This Row],[Spalte3]]","v":{"$error":"#DIV/0!"}}]
["XCUW112B",{"$f":"($F$7*(INDEX(Tabelle1!$A$1:$PG$492,MATCH($A339,Tabelle1!$A$1:$A$492,0),MATCH($A$7,Tabelle1!$A$1:$PG$1,0))))","v":0},null,null,null,null,{"$f":"Tabelle2[[#This Row],[Anzahl]]/Tabelle3[[#This Row],[Spalte3]]","v":{"$error":"#DIV/0!"}}]
["XCUW112E",{"$f":"($F$7*(INDEX(Tabelle1!$A$1:$PG$492,MATCH($A340,Tabelle1!$A$1:$A$492,0),MATCH($A$7,Tabelle1!$A$1:$PG$1,0))))","v":0},null,null,null,null,{"$f":"Tabelle2[[#This Row],[Anzahl]]/Tabelle3[[#This Row],[Spalte3]]","v":{"$error":"#DIV/0!"}}]
["XCUW112K",{"$f":"($F$7*(INDEX(Tabelle1!$A$1:$PG$492,MATCH($A341,Tabelle1!$A$1:$A$492,0),MATCH($A$7,Tabelle1!$A$1:$PG$1,0))))","v":0},null,null,null,null,{"$f":"Tabelle2[[#This Row],[Anzahl]]/Tabelle3[[#This Row],[Spalte3]]","v":{"$error":"#DIV/0!"}}]
["XCUW113",{"$f":"($F$7*(INDEX(Tabelle1!$A$1:$PG$492,MATCH($A342,Tabelle1!$A$1:$A$492,0),MATCH($A$7,Tabelle1!$A$1:$PG$1,0))))","v":0},null,null,null,null,{"$f":"Tabelle2[[#This Row],[Anzahl]]/Tabelle3[[#This Row],[Spalte3]]","v":{"$error":"#DIV/0!"}}]
["XCUW113B",{"$f":"($F$7*(INDEX(Tabelle1!$A$1:$PG$492,MATCH($A343,Tabelle1!$A$1:$A$492,0),MATCH($A$7,Tabelle1!$A$1:$PG$1,0))))","v":0},null,null,null,null,{"$f":"Tabelle2[[#This Row],[Anzahl]]/Tabelle3[[#This Row],[Spalte3]]","v":{"$error":"#DIV/0!"}}]
["XCUW113E",{"$f":"($F$7*(INDEX(Tabelle1!$A$1:$PG$492,MATCH($A344,Tabelle1!$A$1:$A$492,0),MATCH($A$7,Tabelle1!$A$1:$PG$1,0))))","v":0},null,null,null,null,{"$f":"Tabelle2[[#This Row],[Anzahl]]/Tabelle3[[#This Row],[Spalte3]]","v":{"$error":"#DIV/0!"}}]
["XCUW113K",{"$f":"($F$7*(INDEX(Tabelle1!$A$1:$PG$492,MATCH($A345,Tabelle1!$A$1:$A$492,0),MATCH($A$7,Tabelle1!$A$1:$PG$1,0))))","v":0},null,null,null,null,{"$f":"Tabelle2[[#This Row],[Anzahl]]/Tabelle3[[#This Row],[Spalte3]]","v":{"$error":"#DIV/0!"}}]
["XCUW114",{"$f":"($F$7*(INDEX(Tabelle1!$A$1:$PG$492,MATCH($A346,Tabelle1!$A$1:$A$492,0),MATCH($A$7,Tabelle1!$A$1:$PG$1,0))))","v":0},null,null,null,null,{"$f":"Tabelle2[[#This Row],[Anzahl]]/Tabelle3[[#This Row],[Spalte3]]","v":{"$error":"#DIV/0!"}}]
["XCUW114B",{"$f":"($F$7*(INDEX(Tabelle1!$A$1:$PG$492,MATCH($A347,Tabelle1!$A$1:$A$492,0),MATCH($A$7,Tabelle1!$A$1:$PG$1,0))))","v":0},null,null,null,null,{"$f":"Tabelle2[[#This Row],[Anzahl]]/Tabelle3[[#This Row],[Spalte3]]","v":{"$error":"#DIV/0!"}}]
["XCUW114E",{"$f":"($F$7*(INDEX(Tabelle1!$A$1:$PG$492,MATCH($A348,Tabelle1!$A$1:$A$492,0),MATCH($A$7,Tabelle1!$A$1:$PG$1,0))))","v":0},null,null,null,null,{"$f":"Tabelle2[[#This Row],[Anzahl]]/Tabelle3[[#This Row],[Spalte3]]","v":{"$error":"#DIV/0!"}}]
["XCUW115",{"$f":"($F$7*(INDEX(Tabelle1!$A$1:$PG$492,MATCH($A349,Tabelle1!$A$1:$A$492,0),MATCH($A$7,Tabelle1!$A$1:$PG$1,0))))","v":0},null,null,null,null,{"$f":"Tabelle2[[#This Row],[Anzahl]]/Tabelle3[[#This Row],[Spalte3]]","v":{"$error":"#DIV/0!"}}]
["XCUW115B",{"$f":"($F$7*(INDEX(Tabelle1!$A$1:$PG$492,MATCH($A350,Tabelle1!$A$1:$A$492,0),MATCH($A$7,Tabelle1!$A$1:$PG$1,0))))","v":0},null,null,null,null,{"$f":"Tabelle2[[#This Row],[Anzahl]]/Tabelle3[[#This Row],[Spalte3]]","v":{"$error":"#DIV/0!"}}]
["XCUW115E",{"$f":"($F$7*(INDEX(Tabelle1!$A$1:$PG$492,MATCH($A351,Tabelle1!$A$1:$A$492,0),MATCH($A$7,Tabelle1!$A$1:$PG$1,0))))","v":0},null,null,null,null,{"$f":"Tabelle2[[#This Row],[Anzahl]]/Tabelle3[[#This Row],[Spalte3]]","v":{"$error":"#DIV/0!"}}]
["XCUW121",{"$f":"($F$7*(INDEX(Tabelle1!$A$1:$PG$492,MATCH($A352,Tabelle1!$A$1:$A$492,0),MATCH($A$7,Tabelle1!$A$1:$PG$1,0))))","v":0},null,null,null,null,{"$f":"Tabelle2[[#This Row],[Anzahl]]/Tabelle3[[#This Row],[Spalte3]]","v":{"$error":"#DIV/0!"}}]
["XCUW121B",{"$f":"($F$7*(INDEX(Tabelle1!$A$1:$PG$492,MATCH($A353,Tabelle1!$A$1:$A$492,0),MATCH($A$7,Tabelle1!$A$1:$PG$1,0))))","v":0},null,null,null,null,{"$f":"Tabelle2[[#This Row],[Anzahl]]/Tabelle3[[#This Row],[Spalte3]]","v":{"$error":"#DIV/0!"}}]
["XCUW121E",{"$f":"($F$7*(INDEX(Tabelle1!$A$1:$PG$492,MATCH($A354,Tabelle1!$A$1:$A$492,0),MATCH($A$7,Tabelle1!$A$1:$PG$1,0))))","v":0},null,null,null,null,{"$f":"Tabelle2[[#This Row],[Anzahl]]/Tabelle3[[#This Row],[Spalte3]]","v":{"$error":"#DIV/0!"}}]
["XCUW121K",{"$f":"($F$7*(INDEX(Tabelle1!$A$1:$PG$492,MATCH($A355,Tabelle1!$A$1:$A$492,0),MATCH($A$7,Tabelle1!$A$1:$PG$1,0))))","v":0},null,null,null,null,{"$f":"Tabelle2[[#This Row],[Anzahl]]/Tabelle3[[#This Row],[Spalte3]]","v":{"$error":"#DIV/0!"}}]
["XCUW122",{"$f":"($F$7*(INDEX(Tabelle1!$A$1:$PG$492,MATCH($A356,Tabelle1!$A$1:$A$492,0),MATCH($A$7,Tabelle1!$A$1:$PG$1,0))))","v":0},null,null,null,null,{"$f":"Tabelle2[[#This Row],[Anzahl]]/Tabelle3[[#This Row],[Spalte3]]","v":{"$error":"#DIV/0!"}}]
["XCUW122B",{"$f":"($F$7*(INDEX(Tabelle1!$A$1:$PG$492,MATCH($A357,Tabelle1!$A$1:$A$492,0),MATCH($A$7,Tabelle1!$A$1:$PG$1,0))))","v":0},null,null,null,null,{"$f":"Tabelle2[[#This Row],[Anzahl]]/Tabelle3[[#This Row],[Spalte3]]","v":{"$error":"#DIV/0!"}}]
["XCUW122E",{"$f":"($F$7*(INDEX(Tabelle1!$A$1:$PG$492,MATCH($A358,Tabelle1!$A$1:$A$492,0),MATCH($A$7,Tabelle1!$A$1:$PG$1,0))))","v":0},null,null,null,null,{"$f":"Tabelle2[[#This Row],[Anzahl]]/Tabelle3[[#This Row],[Spalte3]]","v":{"$error":"#DIV/0!"}}]
["XCUW122K",{"$f":"($F$7*(INDEX(Tabelle1!$A$1:$PG$492,MATCH($A359,Tabelle1!$A$1:$A$492,0),MATCH($A$7,Tabelle1!$A$1:$PG$1,0))))","v":0},null,null,null,null,{"$f":"Tabelle2[[#This Row],[Anzahl]]/Tabelle3[[#This Row],[Spalte3]]","v":{"$error":"#DIV/0!"}}]
["XCUW123",{"$f":"($F$7*(INDEX(Tabelle1!$A$1:$PG$492,MATCH($A360,Tabelle1!$A$1:$A$492,0),MATCH($A$7,Tabelle1!$A$1:$PG$1,0))))","v":0},null,null,null,null,{"$f":"Tabelle2[[#This Row],[Anzahl]]/Tabelle3[[#This Row],[Spalte3]]","v":{"$error":"#DIV/0!"}}]
["XCUW123B",{"$f":"($F$7*(INDEX(Tabelle1!$A$1:$PG$492,MATCH($A361,Tabelle1!$A$1:$A$492,0),MATCH($A$7,Tabelle1!$A$1:$PG$1,0))))","v":0},null,null,null,null,{"$f":"Tabelle2[[#This Row],[Anzahl]]/Tabelle3[[#This Row],[Spalte3]]","v":{"$error":"#DIV/0!"}}]
["XCUW123E",{"$f":"($F$7*(INDEX(Tabelle1!$A$1:$PG$492,MATCH($A362,Tabelle1!$A$1:$A$492,0),MATCH($A$7,Tabelle1!$A$1:$PG$1,0))))","v":0},null,null,null,null,{"$f":"Tabelle2[[#This Row],[Anzahl]]/Tabelle3[[#This Row],[Spalte3]]","v":{"$error":"#DIV/0!"}}]
["XCUW123K",{"$f":"($F$7*(INDEX(Tabelle1!$A$1:$PG$492,MATCH($A363,Tabelle1!$A$1:$A$492,0),MATCH($A$7,Tabelle1!$A$1:$PG$1,0))))","v":0},null,null,null,null,{"$f":"Tabelle2[[#This Row],[Anzahl]]/Tabelle3[[#This Row],[Spalte3]]","v":{"$error":"#DIV/0!"}}]
["XCUW124",{"$f":"($F$7*(INDEX(Tabelle1!$A$1:$PG$492,MATCH($A364,Tabelle1!$A$1:$A$492,0),MATCH($A$7,Tabelle1!$A$1:$PG$1,0))))","v":0},null,null,null,null,{"$f":"Tabelle2[[#This Row],[Anzahl]]/Tabelle3[[#This Row],[Spalte3]]","v":{"$error":"#DIV/0!"}}]
["XCUW124B",{"$f":"($F$7*(INDEX(Tabelle1!$A$1:$PG$492,MATCH($A365,Tabelle1!$A$1:$A$492,0),MATCH($A$7,Tabelle1!$A$1:$PG$1,0))))","v":0},null,null,null,null,{"$f":"Tabelle2[[#This Row],[Anzahl]]/Tabelle3[[#This Row],[Spalte3]]","v":{"$error":"#DIV/0!"}}]
["XCUW124E",{"$f":"($F$7*(INDEX(Tabelle1!$A$1:$PG$492,MATCH($A366,Tabelle1!$A$1:$A$492,0),MATCH($A$7,Tabelle1!$A$1:$PG$1,0))))","v":0},null,null,null,null,{"$f":"Tabelle2[[#This Row],[Anzahl]]/Tabelle3[[#This Row],[Spalte3]]","v":{"$error":"#DIV/0!"}}]
["XCUW125",{"$f":"($F$7*(INDEX(Tabelle1!$A$1:$PG$492,MATCH($A367,Tabelle1!$A$1:$A$492,0),MATCH($A$7,Tabelle1!$A$1:$PG$1,0))))","v":0},null,null,null,null,{"$f":"Tabelle2[[#This Row],[Anzahl]]/Tabelle3[[#This Row],[Spalte3]]","v":{"$error":"#DIV/0!"}}]
["XCUW125B",{"$f":"($F$7*(INDEX(Tabelle1!$A$1:$PG$492,MATCH($A368,Tabelle1!$A$1:$A$492,0),MATCH($A$7,Tabelle1!$A$1:$PG$1,0))))","v":0},null,null,null,null,{"$f":"Tabelle2[[#This Row],[Anzahl]]/Tabelle3[[#This Row],[Spalte3]]","v":{"$error":"#DIV/0!"}}]
["XCUW125E",{"$f":"($F$7*(INDEX(Tabelle1!$A$1:$PG$492,MATCH($A369,Tabelle1!$A$1:$A$492,0),MATCH($A$7,Tabelle1!$A$1:$PG$1,0))))","v":0},null,null,null,null,{"$f":"Tabelle2[[#This Row],[Anzahl]]/Tabelle3[[#This Row],[Spalte3]]","v":{"$error":"#DIV/0!"}}]
["XCUW131",{"$f":"($F$7*(INDEX(Tabelle1!$A$1:$PG$492,MATCH($A370,Tabelle1!$A$1:$A$492,0),MATCH($A$7,Tabelle1!$A$1:$PG$1,0))))","v":0},null,null,null,null,{"$f":"Tabelle2[[#This Row],[Anzahl]]/Tabelle3[[#This Row],[Spalte3]]","v":{"$error":"#DIV/0!"}}]
["XCUW131B",{"$f":"($F$7*(INDEX(Tabelle1!$A$1:$PG$492,MATCH($A371,Tabelle1!$A$1:$A$492,0),MATCH($A$7,Tabelle1!$A$1:$PG$1,0))))","v":0},null,null,null,null,{"$f":"Tabelle2[[#This Row],[Anzahl]]/Tabelle3[[#This Row],[Spalte3]]","v":{"$error":"#DIV/0!"}}]
["XCUW131E",{"$f":"($F$7*(INDEX(Tabelle1!$A$1:$PG$492,MATCH($A372,Tabelle1!$A$1:$A$492,0),MATCH($A$7,Tabelle1!$A$1:$PG$1,0))))","v":0},null,null,null,null,{"$f":"Tabelle2[[#This Row],[Anzahl]]/Tabelle3[[#This Row],[Spalte3]]","v":{"$error":"#DIV/0!"}}]
["XCUW131K",{"$f":"($F$7*(INDEX(Tabelle1!$A$1:$PG$492,MATCH($A373,Tabelle1!$A$1:$A$492,0),MATCH($A$7,Tabelle1!$A$1:$PG$1,0))))","v":0},null,null,null,null,{"$f":"Tabelle2[[#This Row],[Anzahl]]/Tabelle3[[#This Row],[Spalte3]]","v":{"$error":"#DIV/0!"}}]
["XCUW132",{"$f":"($F$7*(INDEX(Tabelle1!$A$1:$PG$492,MATCH($A374,Tabelle1!$A$1:$A$492,0),MATCH($A$7,Tabelle1!$A$1:$PG$1,0))))","v":0},null,null,null,null,{"$f":"Tabelle2[[#This Row],[Anzahl]]/Tabelle3[[#This Row],[Spalte3]]","v":{"$error":"#DIV/0!"}}]
["XCUW132B",{"$f":"($F$7*(INDEX(Tabelle1!$A$1:$PG$492,MATCH($A375,Tabelle1!$A$1:$A$492,0),MATCH($A$7,Tabelle1!$A$1:$PG$1,0))))","v":0},null,null,null,null,{"$f":"Tabelle2[[#This Row],[Anzahl]]/Tabelle3[[#This Row],[Spalte3]]","v":{"$error":"#DIV/0!"}}]
["XCUW132E",{"$f":"($F$7*(INDEX(Tabelle1!$A$1:$PG$492,MATCH($A376,Tabelle1!$A$1:$A$492,0),MATCH($A$7,Tabelle1!$A$1:$PG$1,0))))","v":0},null,null,null,null,{"$f":"Tabelle2[[#This Row],[Anzahl]]/Tabelle3[[#This Row],[Spalte3]]","v":{"$error":"#DIV/0!"}}]
["XCUW132K",{"$f":"($F$7*(INDEX(Tabelle1!$A$1:$PG$492,MATCH($A377,Tabelle1!$A$1:$A$492,0),MATCH($A$7,Tabelle1!$A$1:$PG$1,0))))","v":0},null,null,null,null,{"$f":"Tabelle2[[#This Row],[Anzahl]]/Tabelle3[[#This Row],[Spalte3]]","v":{"$error":"#DIV/0!"}}]
["XCUW133",{"$f":"($F$7*(INDEX(Tabelle1!$A$1:$PG$492,MATCH($A378,Tabelle1!$A$1:$A$492,0),MATCH($A$7,Tabelle1!$A$1:$PG$1,0))))","v":0},null,null,null,null,{"$f":"Tabelle2[[#This Row],[Anzahl]]/Tabelle3[[#This Row],[Spalte3]]","v":{"$error":"#DIV/0!"}}]
["XCUW133B",{"$f":"($F$7*(INDEX(Tabelle1!$A$1:$PG$492,MATCH($A379,Tabelle1!$A$1:$A$492,0),MATCH($A$7,Tabelle1!$A$1:$PG$1,0))))","v":0},null,null,null,null,{"$f":"Tabelle2[[#This Row],[Anzahl]]/Tabelle3[[#This Row],[Spalte3]]","v":{"$error":"#DIV/0!"}}]
["XCUW133E",{"$f":"($F$7*(INDEX(Tabelle1!$A$1:$PG$492,MATCH($A380,Tabelle1!$A$1:$A$492,0),MATCH($A$7,Tabelle1!$A$1:$PG$1,0))))","v":0},null,null,null,null,{"$f":"Tabelle2[[#This Row],[Anzahl]]/Tabelle3[[#This Row],[Spalte3]]","v":{"$error":"#DIV/0!"}}]
["XCUW133K",{"$f":"($F$7*(INDEX(Tabelle1!$A$1:$PG$492,MATCH($A381,Tabelle1!$A$1:$A$492,0),MATCH($A$7,Tabelle1!$A$1:$PG$1,0))))","v":0},null,null,null,null,{"$f":"Tabelle2[[#This Row],[Anzahl]]/Tabelle3[[#This Row],[Spalte3]]","v":{"$error":"#DIV/0!"}}]
["XCUW134",{"$f":"($F$7*(INDEX(Tabelle1!$A$1:$PG$492,MATCH($A382,Tabelle1!$A$1:$A$492,0),MATCH($A$7,Tabelle1!$A$1:$PG$1,0))))","v":0},null,null,null,null,{"$f":"Tabelle2[[#This Row],[Anzahl]]/Tabelle3[[#This Row],[Spalte3]]","v":{"$error":"#DIV/0!"}}]
["XCUW134B",{"$f":"($F$7*(INDEX(Tabelle1!$A$1:$PG$492,MATCH($A383,Tabelle1!$A$1:$A$492,0),MATCH($A$7,Tabelle1!$A$1:$PG$1,0))))","v":0},null,null,null,null,{"$f":"Tabelle2[[#This Row],[Anzahl]]/Tabelle3[[#This Row],[Spalte3]]","v":{"$error":"#DIV/0!"}}]
["XCUW134E",{"$f":"($F$7*(INDEX(Tabelle1!$A$1:$PG$492,MATCH($A384,Tabelle1!$A$1:$A$492,0),MATCH($A$7,Tabelle1!$A$1:$PG$1,0))))","v":0},null,null,null,null,{"$f":"Tabelle2[[#This Row],[Anzahl]]/Tabelle3[[#This Row],[Spalte3]]","v":{"$error":"#DIV/0!"}}]
["XCUW135",{"$f":"($F$7*(INDEX(Tabelle1!$A$1:$PG$492,MATCH($A385,Tabelle1!$A$1:$A$492,0),MATCH($A$7,Tabelle1!$A$1:$PG$1,0))))","v":0},null,null,null,null,{"$f":"Tabelle2[[#This Row],[Anzahl]]/Tabelle3[[#This Row],[Spalte3]]","v":{"$error":"#DIV/0!"}}]
["XCUW135B",{"$f":"($F$7*(INDEX(Tabelle1!$A$1:$PG$492,MATCH($A386,Tabelle1!$A$1:$A$492,0),MATCH($A$7,Tabelle1!$A$1:$PG$1,0))))","v":0},null,null,null,null,{"$f":"Tabelle2[[#This Row],[Anzahl]]/Tabelle3[[#This Row],[Spalte3]]","v":{"$error":"#DIV/0!"}}]
["XCUW135E",{"$f":"($F$7*(INDEX(Tabelle1!$A$1:$PG$492,MATCH($A387,Tabelle1!$A$1:$A$492,0),MATCH($A$7,Tabelle1!$A$1:$PG$1,0))))","v":0},null,null,null,null,{"$f":"Tabelle2[[#This Row],[Anzahl]]/Tabelle3[[#This Row],[Spalte3]]","v":{"$error":"#DIV/0!"}}]
["XCUW141",{"$f":"($F$7*(INDEX(Tabelle1!$A$1:$PG$492,MATCH($A388,Tabelle1!$A$1:$A$492,0),MATCH($A$7,Tabelle1!$A$1:$PG$1,0))))","v":0},null,null,null,null,{"$f":"Tabelle2[[#This Row],[Anzahl]]/Tabelle3[[#This Row],[Spalte3]]","v":{"$error":"#DIV/0!"}}]
["XCUW141B",{"$f":"($F$7*(INDEX(Tabelle1!$A$1:$PG$492,MATCH($A389,Tabelle1!$A$1:$A$492,0),MATCH($A$7,Tabelle1!$A$1:$PG$1,0))))","v":0},null,null,null,null,{"$f":"Tabelle2[[#This Row],[Anzahl]]/Tabelle3[[#This Row],[Spalte3]]","v":{"$error":"#DIV/0!"}}]
["XCUW141E",{"$f":"($F$7*(INDEX(Tabelle1!$A$1:$PG$492,MATCH($A390,Tabelle1!$A$1:$A$492,0),MATCH($A$7,Tabelle1!$A$1:$PG$1,0))))","v":0},null,null,null,null,{"$f":"Tabelle2[[#This Row],[Anzahl]]/Tabelle3[[#This Row],[Spalte3]]","v":{"$error":"#DIV/0!"}}]
["XCUW142",{"$f":"($F$7*(INDEX(Tabelle1!$A$1:$PG$492,MATCH($A391,Tabelle1!$A$1:$A$492,0),MATCH($A$7,Tabelle1!$A$1:$PG$1,0))))","v":0},null,null,null,null,{"$f":"Tabelle2[[#This Row],[Anzahl]]/Tabelle3[[#This Row],[Spalte3]]","v":{"$error":"#DIV/0!"}}]
["XCUW142B",{"$f":"($F$7*(INDEX(Tabelle1!$A$1:$PG$492,MATCH($A392,Tabelle1!$A$1:$A$492,0),MATCH($A$7,Tabelle1!$A$1:$PG$1,0))))","v":0},null,null,null,null,{"$f":"Tabelle2[[#This Row],[Anzahl]]/Tabelle3[[#This Row],[Spalte3]]","v":{"$error":"#DIV/0!"}}]
["XCUW142E",{"$f":"($F$7*(INDEX(Tabelle1!$A$1:$PG$492,MATCH($A393,Tabelle1!$A$1:$A$492,0),MATCH($A$7,Tabelle1!$A$1:$PG$1,0))))","v":0},null,null,null,null,{"$f":"Tabelle2[[#This Row],[Anzahl]]/Tabelle3[[#This Row],[Spalte3]]","v":{"$error":"#DIV/0!"}}]
["XCUW143",{"$f":"($F$7*(INDEX(Tabelle1!$A$1:$PG$492,MATCH($A394,Tabelle1!$A$1:$A$492,0),MATCH($A$7,Tabelle1!$A$1:$PG$1,0))))","v":0},null,null,null,null,{"$f":"Tabelle2[[#This Row],[Anzahl]]/Tabelle3[[#This Row],[Spalte3]]","v":{"$error":"#DIV/0!"}}]
["XCUW143B",{"$f":"($F$7*(INDEX(Tabelle1!$A$1:$PG$492,MATCH($A395,Tabelle1!$A$1:$A$492,0),MATCH($A$7,Tabelle1!$A$1:$PG$1,0))))","v":0},null,null,null,null,{"$f":"Tabelle2[[#This Row],[Anzahl]]/Tabelle3[[#This Row],[Spalte3]]","v":{"$error":"#DIV/0!"}}]
["XCUW143E",{"$f":"($F$7*(INDEX(Tabelle1!$A$1:$PG$492,MATCH($A396,Tabelle1!$A$1:$A$492,0),MATCH($A$7,Tabelle1!$A$1:$PG$1,0))))","v":0},null,null,null,null,{"$f":"Tabelle2[[#This Row],[Anzahl]]/Tabelle3[[#This Row],[Spalte3]]","v":{"$error":"#DIV/0!"}}]
["XCUW144",{"$f":"($F$7*(INDEX(Tabelle1!$A$1:$PG$492,MATCH($A397,Tabelle1!$A$1:$A$492,0),MATCH($A$7,Tabelle1!$A$1:$PG$1,0))))","v":0},null,null,null,null,{"$f":"Tabelle2[[#This Row],[Anzahl]]/Tabelle3[[#This Row],[Spalte3]]","v":{"$error":"#DIV/0!"}}]
["XCUW144B",{"$f":"($F$7*(INDEX(Tabelle1!$A$1:$PG$492,MATCH($A398,Tabelle1!$A$1:$A$492,0),MATCH($A$7,Tabelle1!$A$1:$PG$1,0))))","v":0},null,null,null,null,{"$f":"Tabelle2[[#This Row],[Anzahl]]/Tabelle3[[#This Row],[Spalte3]]","v":{"$error":"#DIV/0!"}}]
["XCUW144E",{"$f":"($F$7*(INDEX(Tabelle1!$A$1:$PG$492,MATCH($A399,Tabelle1!$A$1:$A$492,0),MATCH($A$7,Tabelle1!$A$1:$PG$1,0))))","v":0},null,null,null,null,{"$f":"Tabelle2[[#This Row],[Anzahl]]/Tabelle3[[#This Row],[Spalte3]]","v":{"$error":"#DIV/0!"}}]
["XCUW145",{"$f":"($F$7*(INDEX(Tabelle1!$A$1:$PG$492,MATCH($A400,Tabelle1!$A$1:$A$492,0),MATCH($A$7,Tabelle1!$A$1:$PG$1,0))))","v":0},null,null,null,null,{"$f":"Tabelle2[[#This Row],[Anzahl]]/Tabelle3[[#This Row],[Spalte3]]","v":{"$error":"#DIV/0!"}}]
["XCUW145B",{"$f":"($F$7*(INDEX(Tabelle1!$A$1:$PG$492,MATCH($A401,Tabelle1!$A$1:$A$492,0),MATCH($A$7,Tabelle1!$A$1:$PG$1,0))))","v":0},null,null,null,null,{"$f":"Tabelle2[[#This Row],[Anzahl]]/Tabelle3[[#This Row],[Spalte3]]","v":{"$error":"#DIV/0!"}}]
["XCUW145E",{"$f":"($F$7*(INDEX(Tabelle1!$A$1:$PG$492,MATCH($A402,Tabelle1!$A$1:$A$492,0),MATCH($A$7,Tabelle1!$A$1:$PG$1,0))))","v":0},null,null,null,null,{"$f":"Tabelle2[[#This Row],[Anzahl]]/Tabelle3[[#This Row],[Spalte3]]","v":{"$error":"#DIV/0!"}}]
["XCUW151",{"$f":"($F$7*(INDEX(Tabelle1!$A$1:$PG$492,MATCH($A403,Tabelle1!$A$1:$A$492,0),MATCH($A$7,Tabelle1!$A$1:$PG$1,0))))","v":0},null,null,null,null,{"$f":"Tabelle2[[#This Row],[Anzahl]]/Tabelle3[[#This Row],[Spalte3]]","v":{"$error":"#DIV/0!"}}]
["XCUW151B",{"$f":"($F$7*(INDEX(Tabelle1!$A$1:$PG$492,MATCH($A404,Tabelle1!$A$1:$A$492,0),MATCH($A$7,Tabelle1!$A$1:$PG$1,0))))","v":0},null,null,null,null,{"$f":"Tabelle2[[#This Row],[Anzahl]]/Tabelle3[[#This Row],[Spalte3]]","v":{"$error":"#DIV/0!"}}]
["XCUW151E",{"$f":"($F$7*(INDEX(Tabelle1!$A$1:$PG$492,MATCH($A405,Tabelle1!$A$1:$A$492,0),MATCH($A$7,Tabelle1!$A$1:$PG$1,0))))","v":0},null,null,null,null,{"$f":"Tabelle2[[#This Row],[Anzahl]]/Tabelle3[[#This Row],[Spalte3]]","v":{"$error":"#DIV/0!"}}]
["XCUW152",{"$f":"($F$7*(INDEX(Tabelle1!$A$1:$PG$492,MATCH($A406,Tabelle1!$A$1:$A$492,0),MATCH($A$7,Tabelle1!$A$1:$PG$1,0))))","v":0},null,null,null,null,{"$f":"Tabelle2[[#This Row],[Anzahl]]/Tabelle3[[#This Row],[Spalte3]]","v":{"$error":"#DIV/0!"}}]
["XCUW152B",{"$f":"($F$7*(INDEX(Tabelle1!$A$1:$PG$492,MATCH($A407,Tabelle1!$A$1:$A$492,0),MATCH($A$7,Tabelle1!$A$1:$PG$1,0))))","v":0},null,null,null,null,{"$f":"Tabelle2[[#This Row],[Anzahl]]/Tabelle3[[#This Row],[Spalte3]]","v":{"$error":"#DIV/0!"}}]
["XCUW152E",{"$f":"($F$7*(INDEX(Tabelle1!$A$1:$PG$492,MATCH($A408,Tabelle1!$A$1:$A$492,0),MATCH($A$7,Tabelle1!$A$1:$PG$1,0))))","v":0},null,null,null,null,{"$f":"Tabelle2[[#This Row],[Anzahl]]/Tabelle3[[#This Row],[Spalte3]]","v":{"$error":"#DIV/0!"}}]
["XCUW153",{"$f":"($F$7*(INDEX(Tabelle1!$A$1:$PG$492,MATCH($A409,Tabelle1!$A$1:$A$492,0),MATCH($A$7,Tabelle1!$A$1:$PG$1,0))))","v":0},null,null,null,null,{"$f":"Tabelle2[[#This Row],[Anzahl]]/Tabelle3[[#This Row],[Spalte3]]","v":{"$error":"#DIV/0!"}}]
["XCUW153B",{"$f":"($F$7*(INDEX(Tabelle1!$A$1:$PG$492,MATCH($A410,Tabelle1!$A$1:$A$492,0),MATCH($A$7,Tabelle1!$A$1:$PG$1,0))))","v":0},null,null,null,null,{"$f":"Tabelle2[[#This Row],[Anzahl]]/Tabelle3[[#This Row],[Spalte3]]","v":{"$error":"#DIV/0!"}}]
["XCUW153E",{"$f":"($F$7*(INDEX(Tabelle1!$A$1:$PG$492,MATCH($A411,Tabelle1!$A$1:$A$492,0),MATCH($A$7,Tabelle1!$A$1:$PG$1,0))))","v":0},null,null,null,null,{"$f":"Tabelle2[[#This Row],[Anzahl]]/Tabelle3[[#This Row],[Spalte3]]","v":{"$error":"#DIV/0!"}}]
["XCUW154",{"$f":"($F$7*(INDEX(Tabelle1!$A$1:$PG$492,MATCH($A412,Tabelle1!$A$1:$A$492,0),MATCH($A$7,Tabelle1!$A$1:$PG$1,0))))","v":0},null,null,null,null,{"$f":"Tabelle2[[#This Row],[Anzahl]]/Tabelle3[[#This Row],[Spalte3]]","v":{"$error":"#DIV/0!"}}]
["XCUW154B",{"$f":"($F$7*(INDEX(Tabelle1!$A$1:$PG$492,MATCH($A413,Tabelle1!$A$1:$A$492,0),MATCH($A$7,Tabelle1!$A$1:$PG$1,0))))","v":0},null,null,null,null,{"$f":"Tabelle2[[#This Row],[Anzahl]]/Tabelle3[[#This Row],[Spalte3]]","v":{"$error":"#DIV/0!"}}]
["XCUW154E",{"$f":"($F$7*(INDEX(Tabelle1!$A$1:$PG$492,MATCH($A414,Tabelle1!$A$1:$A$492,0),MATCH($A$7,Tabelle1!$A$1:$PG$1,0))))","v":0},null,null,null,null,{"$f":"Tabelle2[[#This Row],[Anzahl]]/Tabelle3[[#This Row],[Spalte3]]","v":{"$error":"#DIV/0!"}}]
["XCUW155",{"$f":"($F$7*(INDEX(Tabelle1!$A$1:$PG$492,MATCH($A415,Tabelle1!$A$1:$A$492,0),MATCH($A$7,Tabelle1!$A$1:$PG$1,0))))","v":0},null,null,null,null,{"$f":"Tabelle2[[#This Row],[Anzahl]]/Tabelle3[[#This Row],[Spalte3]]","v":{"$error":"#DIV/0!"}}]
["XCUW155B",{"$f":"($F$7*(INDEX(Tabelle1!$A$1:$PG$492,MATCH($A416,Tabelle1!$A$1:$A$492,0),MATCH($A$7,Tabelle1!$A$1:$PG$1,0))))","v":0},null,null,null,null,{"$f":"Tabelle2[[#This Row],[Anzahl]]/Tabelle3[[#This Row],[Spalte3]]","v":{"$error":"#DIV/0!"}}]
["XCUW155E",{"$f":"($F$7*(INDEX(Tabelle1!$A$1:$PG$492,MATCH($A417,Tabelle1!$A$1:$A$492,0),MATCH($A$7,Tabelle1!$A$1:$PG$1,0))))","v":0},null,null,null,null,{"$f":"Tabelle2[[#This Row],[Anzahl]]/Tabelle3[[#This Row],[Spalte3]]","v":{"$error":"#DIV/0!"}}]
["XCUW161",{"$f":"($F$7*(INDEX(Tabelle1!$A$1:$PG$492,MATCH($A418,Tabelle1!$A$1:$A$492,0),MATCH($A$7,Tabelle1!$A$1:$PG$1,0))))","v":0},null,null,null,null,{"$f":"Tabelle2[[#This Row],[Anzahl]]/Tabelle3[[#This Row],[Spalte3]]","v":{"$error":"#DIV/0!"}}]
["XCUW161B",{"$f":"($F$7*(INDEX(Tabelle1!$A$1:$PG$492,MATCH($A419,Tabelle1!$A$1:$A$492,0),MATCH($A$7,Tabelle1!$A$1:$PG$1,0))))","v":0},null,null,null,null,{"$f":"Tabelle2[[#This Row],[Anzahl]]/Tabelle3[[#This Row],[Spalte3]]","v":{"$error":"#DIV/0!"}}]
["XCUW161E",{"$f":"($F$7*(INDEX(Tabelle1!$A$1:$PG$492,MATCH($A420,Tabelle1!$A$1:$A$492,0),MATCH($A$7,Tabelle1!$A$1:$PG$1,0))))","v":0},null,null,null,null,{"$f":"Tabelle2[[#This Row],[Anzahl]]/Tabelle3[[#This Row],[Spalte3]]","v":{"$error":"#DIV/0!"}}]
["XCUW162",{"$f":"($F$7*(INDEX(Tabelle1!$A$1:$PG$492,MATCH($A421,Tabelle1!$A$1:$A$492,0),MATCH($A$7,Tabelle1!$A$1:$PG$1,0))))","v":0},null,null,null,null,{"$f":"Tabelle2[[#This Row],[Anzahl]]/Tabelle3[[#This Row],[Spalte3]]","v":{"$error":"#DIV/0!"}}]
["XCUW162B",{"$f":"($F$7*(INDEX(Tabelle1!$A$1:$PG$492,MATCH($A422,Tabelle1!$A$1:$A$492,0),MATCH($A$7,Tabelle1!$A$1:$PG$1,0))))","v":0},null,null,null,null,{"$f":"Tabelle2[[#This Row],[Anzahl]]/Tabelle3[[#This Row],[Spalte3]]","v":{"$error":"#DIV/0!"}}]
["XCUW162E",{"$f":"($F$7*(INDEX(Tabelle1!$A$1:$PG$492,MATCH($A423,Tabelle1!$A$1:$A$492,0),MATCH($A$7,Tabelle1!$A$1:$PG$1,0))))","v":0},null,null,null,null,{"$f":"Tabelle2[[#This Row],[Anzahl]]/Tabelle3[[#This Row],[Spalte3]]","v":{"$error":"#DIV/0!"}}]
["XCUW163",{"$f":"($F$7*(INDEX(Tabelle1!$A$1:$PG$492,MATCH($A424,Tabelle1!$A$1:$A$492,0),MATCH($A$7,Tabelle1!$A$1:$PG$1,0))))","v":0},null,null,null,null,{"$f":"Tabelle2[[#This Row],[Anzahl]]/Tabelle3[[#This Row],[Spalte3]]","v":{"$error":"#DIV/0!"}}]
["XCUW163B",{"$f":"($F$7*(INDEX(Tabelle1!$A$1:$PG$492,MATCH($A425,Tabelle1!$A$1:$A$492,0),MATCH($A$7,Tabelle1!$A$1:$PG$1,0))))","v":0},null,null,null,null,{"$f":"Tabelle2[[#This Row],[Anzahl]]/Tabelle3[[#This Row],[Spalte3]]","v":{"$error":"#DIV/0!"}}]
["XCUW163E",{"$f":"($F$7*(INDEX(Tabelle1!$A$1:$PG$492,MATCH($A426,Tabelle1!$A$1:$A$492,0),MATCH($A$7,Tabelle1!$A$1:$PG$1,0))))","v":0},null,null,null,null,{"$f":"Tabelle2[[#This Row],[Anzahl]]/Tabelle3[[#This Row],[Spalte3]]","v":{"$error":"#DIV/0!"}}]
["XCUW164",{"$f":"($F$7*(INDEX(Tabelle1!$A$1:$PG$492,MATCH($A427,Tabelle1!$A$1:$A$492,0),MATCH($A$7,Tabelle1!$A$1:$PG$1,0))))","v":0},null,null,null,null,{"$f":"Tabelle2[[#This Row],[Anzahl]]/Tabelle3[[#This Row],[Spalte3]]","v":{"$error":"#DIV/0!"}}]
["XCUW164B",{"$f":"($F$7*(INDEX(Tabelle1!$A$1:$PG$492,MATCH($A428,Tabelle1!$A$1:$A$492,0),MATCH($A$7,Tabelle1!$A$1:$PG$1,0))))","v":0},null,null,null,null,{"$f":"Tabelle2[[#This Row],[Anzahl]]/Tabelle3[[#This Row],[Spalte3]]","v":{"$error":"#DIV/0!"}}]
["XCUW164E",{"$f":"($F$7*(INDEX(Tabelle1!$A$1:$PG$492,MATCH($A429,Tabelle1!$A$1:$A$492,0),MATCH($A$7,Tabelle1!$A$1:$PG$1,0))))","v":0},null,null,null,null,{"$f":"Tabelle2[[#This Row],[Anzahl]]/Tabelle3[[#This Row],[Spalte3]]","v":{"$error":"#DIV/0!"}}]
["XCUW165",{"$f":"($F$7*(INDEX(Tabelle1!$A$1:$PG$492,MATCH($A430,Tabelle1!$A$1:$A$492,0),MATCH($A$7,Tabelle1!$A$1:$PG$1,0))))","v":0},null,null,null,null,{"$f":"Tabelle2[[#This Row],[Anzahl]]/Tabelle3[[#This Row],[Spalte3]]","v":{"$error":"#DIV/0!"}}]
["XCUW165B",{"$f":"($F$7*(INDEX(Tabelle1!$A$1:$PG$492,MATCH($A431,Tabelle1!$A$1:$A$492,0),MATCH($A$7,Tabelle1!$A$1:$PG$1,0))))","v":0},null,null,null,null,{"$f":"Tabelle2[[#This Row],[Anzahl]]/Tabelle3[[#This Row],[Spalte3]]","v":{"$error":"#DIV/0!"}}]
["XCUW165E",{"$f":"($F$7*(INDEX(Tabelle1!$A$1:$PG$492,MATCH($A432,Tabelle1!$A$1:$A$492,0),MATCH($A$7,Tabelle1!$A$1:$PG$1,0))))","v":0},null,null,null,null,{"$f":"Tabelle2[[#This Row],[Anzahl]]/Tabelle3[[#This Row],[Spalte3]]","v":{"$error":"#DIV/0!"}}]
["XCUW171",{"$f":"($F$7*(INDEX(Tabelle1!$A$1:$PG$492,MATCH($A433,Tabelle1!$A$1:$A$492,0),MATCH($A$7,Tabelle1!$A$1:$PG$1,0))))","v":0},null,null,null,null,{"$f":"Tabelle2[[#This Row],[Anzahl]]/Tabelle3[[#This Row],[Spalte3]]","v":{"$error":"#DIV/0!"}}]
["XCUW172",{"$f":"($F$7*(INDEX(Tabelle1!$A$1:$PG$492,MATCH($A434,Tabelle1!$A$1:$A$492,0),MATCH($A$7,Tabelle1!$A$1:$PG$1,0))))","v":0},null,null,null,null,{"$f":"Tabelle2[[#This Row],[Anzahl]]/Tabelle3[[#This Row],[Spalte3]]","v":{"$error":"#DIV/0!"}}]
["XCUW173",{"$f":"($F$7*(INDEX(Tabelle1!$A$1:$PG$492,MATCH($A435,Tabelle1!$A$1:$A$492,0),MATCH($A$7,Tabelle1!$A$1:$PG$1,0))))","v":0},null,null,null,null,{"$f":"Tabelle2[[#This Row],[Anzahl]]/Tabelle3[[#This Row],[Spalte3]]","v":{"$error":"#DIV/0!"}}]
["XCUW174",{"$f":"($F$7*(INDEX(Tabelle1!$A$1:$PG$492,MATCH($A436,Tabelle1!$A$1:$A$492,0),MATCH($A$7,Tabelle1!$A$1:$PG$1,0))))","v":0},null,null,null,null,{"$f":"Tabelle2[[#This Row],[Anzahl]]/Tabelle3[[#This Row],[Spalte3]]","v":{"$error":"#DIV/0!"}}]
["XCUW175",{"$f":"($F$7*(INDEX(Tabelle1!$A$1:$PG$492,MATCH($A437,Tabelle1!$A$1:$A$492,0),MATCH($A$7,Tabelle1!$A$1:$PG$1,0))))","v":0},null,null,null,null,{"$f":"Tabelle2[[#This Row],[Anzahl]]/Tabelle3[[#This Row],[Spalte3]]","v":{"$error":"#DIV/0!"}}]
["XCUW181",{"$f":"($F$7*(INDEX(Tabelle1!$A$1:$PG$492,MATCH($A438,Tabelle1!$A$1:$A$492,0),MATCH($A$7,Tabelle1!$A$1:$PG$1,0))))","v":0},null,null,null,null,{"$f":"Tabelle2[[#This Row],[Anzahl]]/Tabelle3[[#This Row],[Spalte3]]","v":{"$error":"#DIV/0!"}}]
["XCUW182",{"$f":"($F$7*(INDEX(Tabelle1!$A$1:$PG$492,MATCH($A439,Tabelle1!$A$1:$A$492,0),MATCH($A$7,Tabelle1!$A$1:$PG$1,0))))","v":0},null,null,null,null,{"$f":"Tabelle2[[#This Row],[Anzahl]]/Tabelle3[[#This Row],[Spalte3]]","v":{"$error":"#DIV/0!"}}]
["XCUW183",{"$f":"($F$7*(INDEX(Tabelle1!$A$1:$PG$492,MATCH($A440,Tabelle1!$A$1:$A$492,0),MATCH($A$7,Tabelle1!$A$1:$PG$1,0))))","v":0},null,null,null,null,{"$f":"Tabelle2[[#This Row],[Anzahl]]/Tabelle3[[#This Row],[Spalte3]]","v":{"$error":"#DIV/0!"}}]
["XCUW184",{"$f":"($F$7*(INDEX(Tabelle1!$A$1:$PG$492,MATCH($A441,Tabelle1!$A$1:$A$492,0),MATCH($A$7,Tabelle1!$A$1:$PG$1,0))))","v":0},null,null,null,null,{"$f":"Tabelle2[[#This Row],[Anzahl]]/Tabelle3[[#This Row],[Spalte3]]","v":{"$error":"#DIV/0!"}}]
["XCUW185",{"$f":"($F$7*(INDEX(Tabelle1!$A$1:$PG$492,MATCH($A442,Tabelle1!$A$1:$A$492,0),MATCH($A$7,Tabelle1!$A$1:$PG$1,0))))","v":0},null,null,null,null,{"$f":"Tabelle2[[#This Row],[Anzahl]]/Tabelle3[[#This Row],[Spalte3]]","v":{"$error":"#DIV/0!"}}]
["XCUW191",{"$f":"($F$7*(INDEX(Tabelle1!$A$1:$PG$492,MATCH($A443,Tabelle1!$A$1:$A$492,0),MATCH($A$7,Tabelle1!$A$1:$PG$1,0))))","v":0},null,null,null,null,{"$f":"Tabelle2[[#This Row],[Anzahl]]/Tabelle3[[#This Row],[Spalte3]]","v":{"$error":"#DIV/0!"}}]
["XCUW192",{"$f":"($F$7*(INDEX(Tabelle1!$A$1:$PG$492,MATCH($A444,Tabelle1!$A$1:$A$492,0),MATCH($A$7,Tabelle1!$A$1:$PG$1,0))))","v":0},null,null,null,null,{"$f":"Tabelle2[[#This Row],[Anzahl]]/Tabelle3[[#This Row],[Spalte3]]","v":{"$error":"#DIV/0!"}}]
["XCUW193",{"$f":"($F$7*(INDEX(Tabelle1!$A$1:$PG$492,MATCH($A445,Tabelle1!$A$1:$A$492,0),MATCH($A$7,Tabelle1!$A$1:$PG$1,0))))","v":0},null,null,null,null,{"$f":"Tabelle2[[#This Row],[Anzahl]]/Tabelle3[[#This Row],[Spalte3]]","v":{"$error":"#DIV/0!"}}]
["XCUW194",{"$f":"($F$7*(INDEX(Tabelle1!$A$1:$PG$492,MATCH($A446,Tabelle1!$A$1:$A$492,0),MATCH($A$7,Tabelle1!$A$1:$PG$1,0))))","v":0},null,null,null,null,{"$f":"Tabelle2[[#This Row],[Anzahl]]/Tabelle3[[#This Row],[Spalte3]]","v":{"$error":"#DIV/0!"}}]
["XCUW195",{"$f":"($F$7*(INDEX(Tabelle1!$A$1:$PG$492,MATCH($A447,Tabelle1!$A$1:$A$492,0),MATCH($A$7,Tabelle1!$A$1:$PG$1,0))))","v":0},null,null,null,null,{"$f":"Tabelle2[[#This Row],[Anzahl]]/Tabelle3[[#This Row],[Spalte3]]","v":{"$error":"#DIV/0!"}}]
["XCUW511",{"$f":"($F$7*(INDEX(Tabelle1!$A$1:$PG$492,MATCH($A448,Tabelle1!$A$1:$A$492,0),MATCH($A$7,Tabelle1!$A$1:$PG$1,0))))","v":0},null,null,null,null,{"$f":"Tabelle2[[#This Row],[Anzahl]]/Tabelle3[[#This Row],[Spalte3]]","v":{"$error":"#DIV/0!"}}]
["XCUW511B",{"$f":"($F$7*(INDEX(Tabelle1!$A$1:$PG$492,MATCH($A449,Tabelle1!$A$1:$A$492,0),MATCH($A$7,Tabelle1!$A$1:$PG$1,0))))","v":0},null,null,null,null,{"$f":"Tabelle2[[#This Row],[Anzahl]]/Tabelle3[[#This Row],[Spalte3]]","v":{"$error":"#DIV/0!"}}]
["XCUW511E",{"$f":"($F$7*(INDEX(Tabelle1!$A$1:$PG$492,MATCH($A450,Tabelle1!$A$1:$A$492,0),MATCH($A$7,Tabelle1!$A$1:$PG$1,0))))","v":0},null,null,null,null,{"$f":"Tabelle2[[#This Row],[Anzahl]]/Tabelle3[[#This Row],[Spalte3]]","v":{"$error":"#DIV/0!"}}]
["XCUW511K",{"$f":"($F$7*(INDEX(Tabelle1!$A$1:$PG$492,MATCH($A451,Tabelle1!$A$1:$A$492,0),MATCH($A$7,Tabelle1!$A$1:$PG$1,0))))","v":0},null,null,null,null,{"$f":"Tabelle2[[#This Row],[Anzahl]]/Tabelle3[[#This Row],[Spalte3]]","v":{"$error":"#DIV/0!"}}]
["XCUW512",{"$f":"($F$7*(INDEX(Tabelle1!$A$1:$PG$492,MATCH($A452,Tabelle1!$A$1:$A$492,0),MATCH($A$7,Tabelle1!$A$1:$PG$1,0))))","v":0},null,null,null,null,{"$f":"Tabelle2[[#This Row],[Anzahl]]/Tabelle3[[#This Row],[Spalte3]]","v":{"$error":"#DIV/0!"}}]
["XCUW512B",{"$f":"($F$7*(INDEX(Tabelle1!$A$1:$PG$492,MATCH($A453,Tabelle1!$A$1:$A$492,0),MATCH($A$7,Tabelle1!$A$1:$PG$1,0))))","v":0},null,null,null,null,{"$f":"Tabelle2[[#This Row],[Anzahl]]/Tabelle3[[#This Row],[Spalte3]]","v":{"$error":"#DIV/0!"}}]
["XCUW512E",{"$f":"($F$7*(INDEX(Tabelle1!$A$1:$PG$492,MATCH($A454,Tabelle1!$A$1:$A$492,0),MATCH($A$7,Tabelle1!$A$1:$PG$1,0))))","v":0},null,null,null,null,{"$f":"Tabelle2[[#This Row],[Anzahl]]/Tabelle3[[#This Row],[Spalte3]]","v":{"$error":"#DIV/0!"}}]
["XCUW512K",{"$f":"($F$7*(INDEX(Tabelle1!$A$1:$PG$492,MATCH($A455,Tabelle1!$A$1:$A$492,0),MATCH($A$7,Tabelle1!$A$1:$PG$1,0))))","v":0},null,null,null,null,{"$f":"Tabelle2[[#This Row],[Anzahl]]/Tabelle3[[#This Row],[Spalte3]]","v":{"$error":"#DIV/0!"}}]
["XCUW513",{"$f":"($F$7*(INDEX(Tabelle1!$A$1:$PG$492,MATCH($A456,Tabelle1!$A$1:$A$492,0),MATCH($A$7,Tabelle1!$A$1:$PG$1,0))))","v":0},null,null,null,null,{"$f":"Tabelle2[[#This Row],[Anzahl]]/Tabelle3[[#This Row],[Spalte3]]","v":{"$error":"#DIV/0!"}}]
["XCUW513B",{"$f":"($F$7*(INDEX(Tabelle1!$A$1:$PG$492,MATCH($A457,Tabelle1!$A$1:$A$492,0),MATCH($A$7,Tabelle1!$A$1:$PG$1,0))))","v":0},null,null,null,null,{"$f":"Tabelle2[[#This Row],[Anzahl]]/Tabelle3[[#This Row],[Spalte3]]","v":{"$error":"#DIV/0!"}}]
["XCUW513E",{"$f":"($F$7*(INDEX(Tabelle1!$A$1:$PG$492,MATCH($A458,Tabelle1!$A$1:$A$492,0),MATCH($A$7,Tabelle1!$A$1:$PG$1,0))))","v":0},null,null,null,null,{"$f":"Tabelle2[[#This Row],[Anzahl]]/Tabelle3[[#This Row],[Spalte3]]","v":{"$error":"#DIV/0!"}}]
["XCUW513K",{"$f":"($F$7*(INDEX(Tabelle1!$A$1:$PG$492,MATCH($A459,Tabelle1!$A$1:$A$492,0),MATCH($A$7,Tabelle1!$A$1:$PG$1,0))))","v":0},null,null,null,null,{"$f":"Tabelle2[[#This Row],[Anzahl]]/Tabelle3[[#This Row],[Spalte3]]","v":{"$error":"#DIV/0!"}}]
["XCUW514",{"$f":"($F$7*(INDEX(Tabelle1!$A$1:$PG$492,MATCH($A460,Tabelle1!$A$1:$A$492,0),MATCH($A$7,Tabelle1!$A$1:$PG$1,0))))","v":0},null,null,null,null,{"$f":"Tabelle2[[#This Row],[Anzahl]]/Tabelle3[[#This Row],[Spalte3]]","v":{"$error":"#DIV/0!"}}]
["XCUW514B",{"$f":"($F$7*(INDEX(Tabelle1!$A$1:$PG$492,MATCH($A461,Tabelle1!$A$1:$A$492,0),MATCH($A$7,Tabelle1!$A$1:$PG$1,0))))","v":0},null,null,null,null,{"$f":"Tabelle2[[#This Row],[Anzahl]]/Tabelle3[[#This Row],[Spalte3]]","v":{"$error":"#DIV/0!"}}]
["XCUW514E",{"$f":"($F$7*(INDEX(Tabelle1!$A$1:$PG$492,MATCH($A462,Tabelle1!$A$1:$A$492,0),MATCH($A$7,Tabelle1!$A$1:$PG$1,0))))","v":0},null,null,null,null,{"$f":"Tabelle2[[#This Row],[Anzahl]]/Tabelle3[[#This Row],[Spalte3]]","v":{"$error":"#DIV/0!"}}]
["XCUW515",{"$f":"($F$7*(INDEX(Tabelle1!$A$1:$PG$492,MATCH($A463,Tabelle1!$A$1:$A$492,0),MATCH($A$7,Tabelle1!$A$1:$PG$1,0))))","v":0},null,null,null,null,{"$f":"Tabelle2[[#This Row],[Anzahl]]/Tabelle3[[#This Row],[Spalte3]]","v":{"$error":"#DIV/0!"}}]
["XCUW515B",{"$f":"($F$7*(INDEX(Tabelle1!$A$1:$PG$492,MATCH($A464,Tabelle1!$A$1:$A$492,0),MATCH($A$7,Tabelle1!$A$1:$PG$1,0))))","v":0},null,null,null,null,{"$f":"Tabelle2[[#This Row],[Anzahl]]/Tabelle3[[#This Row],[Spalte3]]","v":{"$error":"#DIV/0!"}}]
["XCUW515E",{"$f":"($F$7*(INDEX(Tabelle1!$A$1:$PG$492,MATCH($A465,Tabelle1!$A$1:$A$492,0),MATCH($A$7,Tabelle1!$A$1:$PG$1,0))))","v":0},null,null,null,null,{"$f":"Tabelle2[[#This Row],[Anzahl]]/Tabelle3[[#This Row],[Spalte3]]","v":{"$error":"#DIV/0!"}}]
["XCUW521",{"$f":"($F$7*(INDEX(Tabelle1!$A$1:$PG$492,MATCH($A466,Tabelle1!$A$1:$A$492,0),MATCH($A$7,Tabelle1!$A$1:$PG$1,0))))","v":0},null,null,null,null,{"$f":"Tabelle2[[#This Row],[Anzahl]]/Tabelle3[[#This Row],[Spalte3]]","v":{"$error":"#DIV/0!"}}]
["XCUW521B",{"$f":"($F$7*(INDEX(Tabelle1!$A$1:$PG$492,MATCH($A467,Tabelle1!$A$1:$A$492,0),MATCH($A$7,Tabelle1!$A$1:$PG$1,0))))","v":0},null,null,null,null,{"$f":"Tabelle2[[#This Row],[Anzahl]]/Tabelle3[[#This Row],[Spalte3]]","v":{"$error":"#DIV/0!"}}]
["XCUW521E",{"$f":"($F$7*(INDEX(Tabelle1!$A$1:$PG$492,MATCH($A468,Tabelle1!$A$1:$A$492,0),MATCH($A$7,Tabelle1!$A$1:$PG$1,0))))","v":0},null,null,null,null,{"$f":"Tabelle2[[#This Row],[Anzahl]]/Tabelle3[[#This Row],[Spalte3]]","v":{"$error":"#DIV/0!"}}]
["XCUW521K",{"$f":"($F$7*(INDEX(Tabelle1!$A$1:$PG$492,MATCH($A469,Tabelle1!$A$1:$A$492,0),MATCH($A$7,Tabelle1!$A$1:$PG$1,0))))","v":0},null,null,null,null,{"$f":"Tabelle2[[#This Row],[Anzahl]]/Tabelle3[[#This Row],[Spalte3]]","v":{"$error":"#DIV/0!"}}]
["XCUW522",{"$f":"($F$7*(INDEX(Tabelle1!$A$1:$PG$492,MATCH($A470,Tabelle1!$A$1:$A$492,0),MATCH($A$7,Tabelle1!$A$1:$PG$1,0))))","v":0},null,null,null,null,{"$f":"Tabelle2[[#This Row],[Anzahl]]/Tabelle3[[#This Row],[Spalte3]]","v":{"$error":"#DIV/0!"}}]
["XCUW522B",{"$f":"($F$7*(INDEX(Tabelle1!$A$1:$PG$492,MATCH($A471,Tabelle1!$A$1:$A$492,0),MATCH($A$7,Tabelle1!$A$1:$PG$1,0))))","v":0},null,null,null,null,{"$f":"Tabelle2[[#This Row],[Anzahl]]/Tabelle3[[#This Row],[Spalte3]]","v":{"$error":"#DIV/0!"}}]
["XCUW522E",{"$f":"($F$7*(INDEX(Tabelle1!$A$1:$PG$492,MATCH($A472,Tabelle1!$A$1:$A$492,0),MATCH($A$7,Tabelle1!$A$1:$PG$1,0))))","v":0},null,null,null,null,{"$f":"Tabelle2[[#This Row],[Anzahl]]/Tabelle3[[#This Row],[Spalte3]]","v":{"$error":"#DIV/0!"}}]
["XCUW522K",{"$f":"($F$7*(INDEX(Tabelle1!$A$1:$PG$492,MATCH($A473,Tabelle1!$A$1:$A$492,0),MATCH($A$7,Tabelle1!$A$1:$PG$1,0))))","v":0},null,null,null,null,{"$f":"Tabelle2[[#This Row],[Anzahl]]/Tabelle3[[#This Row],[Spalte3]]","v":{"$error":"#DIV/0!"}}]
["XCUW523",{"$f":"($F$7*(INDEX(Tabelle1!$A$1:$PG$492,MATCH($A474,Tabelle1!$A$1:$A$492,0),MATCH($A$7,Tabelle1!$A$1:$PG$1,0))))","v":0},null,null,null,null,{"$f":"Tabelle2[[#This Row],[Anzahl]]/Tabelle3[[#This Row],[Spalte3]]","v":{"$error":"#DIV/0!"}}]
["XCUW523B",{"$f":"($F$7*(INDEX(Tabelle1!$A$1:$PG$492,MATCH($A475,Tabelle1!$A$1:$A$492,0),MATCH($A$7,Tabelle1!$A$1:$PG$1,0))))","v":0},null,null,null,null,{"$f":"Tabelle2[[#This Row],[Anzahl]]/Tabelle3[[#This Row],[Spalte3]]","v":{"$error":"#DIV/0!"}}]
["XCUW523E",{"$f":"($F$7*(INDEX(Tabelle1!$A$1:$PG$492,MATCH($A476,Tabelle1!$A$1:$A$492,0),MATCH($A$7,Tabelle1!$A$1:$PG$1,0))))","v":0},null,null,null,null,{"$f":"Tabelle2[[#This Row],[Anzahl]]/Tabelle3[[#This Row],[Spalte3]]","v":{"$error":"#DIV/0!"}}]
["XCUW523K",{"$f":"($F$7*(INDEX(Tabelle1!$A$1:$PG$492,MATCH($A477,Tabelle1!$A$1:$A$492,0),MATCH($A$7,Tabelle1!$A$1:$PG$1,0))))","v":0},null,null,null,null,{"$f":"Tabelle2[[#This Row],[Anzahl]]/Tabelle3[[#This Row],[Spalte3]]","v":{"$error":"#DIV/0!"}}]
["XCUW524",{"$f":"($F$7*(INDEX(Tabelle1!$A$1:$PG$492,MATCH($A478,Tabelle1!$A$1:$A$492,0),MATCH($A$7,Tabelle1!$A$1:$PG$1,0))))","v":0},null,null,null,null,{"$f":"Tabelle2[[#This Row],[Anzahl]]/Tabelle3[[#This Row],[Spalte3]]","v":{"$error":"#DIV/0!"}}]
["XCUW524B",{"$f":"($F$7*(INDEX(Tabelle1!$A$1:$PG$492,MATCH($A479,Tabelle1!$A$1:$A$492,0),MATCH($A$7,Tabelle1!$A$1:$PG$1,0))))","v":0},null,null,null,null,{"$f":"Tabelle2[[#This Row],[Anzahl]]/Tabelle3[[#This Row],[Spalte3]]","v":{"$error":"#DIV/0!"}}]
["XCUW524E",{"$f":"($F$7*(INDEX(Tabelle1!$A$1:$PG$492,MATCH($A480,Tabelle1!$A$1:$A$492,0),MATCH($A$7,Tabelle1!$A$1:$PG$1,0))))","v":0},null,null,null,null,{"$f":"Tabelle2[[#This Row],[Anzahl]]/Tabelle3[[#This Row],[Spalte3]]","v":{"$error":"#DIV/0!"}}]
["XCUW525",{"$f":"($F$7*(INDEX(Tabelle1!$A$1:$PG$492,MATCH($A481,Tabelle1!$A$1:$A$492,0),MATCH($A$7,Tabelle1!$A$1:$PG$1,0))))","v":0},null,null,null,null,{"$f":"Tabelle2[[#This Row],[Anzahl]]/Tabelle3[[#This Row],[Spalte3]]","v":{"$error":"#DIV/0!"}}]
["XCUW525B",{"$f":"($F$7*(INDEX(Tabelle1!$A$1:$PG$492,MATCH($A482,Tabelle1!$A$1:$A$492,0),MATCH($A$7,Tabelle1!$A$1:$PG$1,0))))","v":0},null,null,null,null,{"$f":"Tabelle2[[#This Row],[Anzahl]]/Tabelle3[[#This Row],[Spalte3]]","v":{"$error":"#DIV/0!"}}]
["XCUW525E",{"$f":"($F$7*(INDEX(Tabelle1!$A$1:$PG$492,MATCH($A483,Tabelle1!$A$1:$A$492,0),MATCH($A$7,Tabelle1!$A$1:$PG$1,0))))","v":0},null,null,null,null,{"$f":"Tabelle2[[#This Row],[Anzahl]]/Tabelle3[[#This Row],[Spalte3]]","v":{"$error":"#DIV/0!"}}]
["XCUW531",{"$f":"($F$7*(INDEX(Tabelle1!$A$1:$PG$492,MATCH($A484,Tabelle1!$A$1:$A$492,0),MATCH($A$7,Tabelle1!$A$1:$PG$1,0))))","v":0},null,null,null,null,{"$f":"Tabelle2[[#This Row],[Anzahl]]/Tabelle3[[#This Row],[Spalte3]]","v":{"$error":"#DIV/0!"}}]
["XCUW531B",{"$f":"($F$7*(INDEX(Tabelle1!$A$1:$PG$492,MATCH($A485,Tabelle1!$A$1:$A$492,0),MATCH($A$7,Tabelle1!$A$1:$PG$1,0))))","v":0},null,null,null,null,{"$f":"Tabelle2[[#This Row],[Anzahl]]/Tabelle3[[#This Row],[Spalte3]]","v":{"$error":"#DIV/0!"}}]
["XCUW531E",{"$f":"($F$7*(INDEX(Tabelle1!$A$1:$PG$492,MATCH($A486,Tabelle1!$A$1:$A$492,0),MATCH($A$7,Tabelle1!$A$1:$PG$1,0))))","v":0},null,null,null,null,{"$f":"Tabelle2[[#This Row],[Anzahl]]/Tabelle3[[#This Row],[Spalte3]]","v":{"$error":"#DIV/0!"}}]
["XCUW531K",{"$f":"($F$7*(INDEX(Tabelle1!$A$1:$PG$492,MATCH($A487,Tabelle1!$A$1:$A$492,0),MATCH($A$7,Tabelle1!$A$1:$PG$1,0))))","v":0},null,null,null,null,{"$f":"Tabelle2[[#This Row],[Anzahl]]/Tabelle3[[#This Row],[Spalte3]]","v":{"$error":"#DIV/0!"}}]
["XCUW532",{"$f":"($F$7*(INDEX(Tabelle1!$A$1:$PG$492,MATCH($A488,Tabelle1!$A$1:$A$492,0),MATCH($A$7,Tabelle1!$A$1:$PG$1,0))))","v":0},null,null,null,null,{"$f":"Tabelle2[[#This Row],[Anzahl]]/Tabelle3[[#This Row],[Spalte3]]","v":{"$error":"#DIV/0!"}}]
["XCUW532B",{"$f":"($F$7*(INDEX(Tabelle1!$A$1:$PG$492,MATCH($A489,Tabelle1!$A$1:$A$492,0),MATCH($A$7,Tabelle1!$A$1:$PG$1,0))))","v":0},null,null,null,null,{"$f":"Tabelle2[[#This Row],[Anzahl]]/Tabelle3[[#This Row],[Spalte3]]","v":{"$error":"#DIV/0!"}}]
["XCUW532E",{"$f":"($F$7*(INDEX(Tabelle1!$A$1:$PG$492,MATCH($A490,Tabelle1!$A$1:$A$492,0),MATCH($A$7,Tabelle1!$A$1:$PG$1,0))))","v":0},null,null,null,null,{"$f":"Tabelle2[[#This Row],[Anzahl]]/Tabelle3[[#This Row],[Spalte3]]","v":{"$error":"#DIV/0!"}}]
["XCUW532K",{"$f":"($F$7*(INDEX(Tabelle1!$A$1:$PG$492,MATCH($A491,Tabelle1!$A$1:$A$492,0),MATCH($A$7,Tabelle1!$A$1:$PG$1,0))))","v":0},null,null,null,null,{"$f":"Tabelle2[[#This Row],[Anzahl]]/Tabelle3[[#This Row],[Spalte3]]","v":{"$error":"#DIV/0!"}}]
["XCUW533",{"$f":"($F$7*(INDEX(Tabelle1!$A$1:$PG$492,MATCH($A492,Tabelle1!$A$1:$A$492,0),MATCH($A$7,Tabelle1!$A$1:$PG$1,0))))","v":0},null,null,null,null,{"$f":"Tabelle2[[#This Row],[Anzahl]]/Tabelle3[[#This Row],[Spalte3]]","v":{"$error":"#DIV/0!"}}]
["XCUW533B",{"$f":"($F$7*(INDEX(Tabelle1!$A$1:$PG$492,MATCH($A493,Tabelle1!$A$1:$A$492,0),MATCH($A$7,Tabelle1!$A$1:$PG$1,0))))","v":0},null,null,null,null,{"$f":"Tabelle2[[#This Row],[Anzahl]]/Tabelle3[[#This Row],[Spalte3]]","v":{"$error":"#DIV/0!"}}]
["XCUW533E",{"$f":"($F$7*(INDEX(Tabelle1!$A$1:$PG$492,MATCH($A494,Tabelle1!$A$1:$A$492,0),MATCH($A$7,Tabelle1!$A$1:$PG$1,0))))","v":0},null,null,null,null,{"$f":"Tabelle2[[#This Row],[Anzahl]]/Tabelle3[[#This Row],[Spalte3]]","v":{"$error":"#DIV/0!"}}]
["XCUW533K",{"$f":"($F$7*(INDEX(Tabelle1!$A$1:$PG$492,MATCH($A495,Tabelle1!$A$1:$A$492,0),MATCH($A$7,Tabelle1!$A$1:$PG$1,0))))","v":0},null,null,null,null,{"$f":"Tabelle2[[#This Row],[Anzahl]]/Tabelle3[[#This Row],[Spalte3]]","v":{"$error":"#DIV/0!"}}]
["XCUW534",{"$f":"($F$7*(INDEX(Tabelle1!$A$1:$PG$492,MATCH($A496,Tabelle1!$A$1:$A$492,0),MATCH($A$7,Tabelle1!$A$1:$PG$1,0))))","v":0},null,null,null,null,{"$f":"Tabelle2[[#This Row],[Anzahl]]/Tabelle3[[#This Row],[Spalte3]]","v":{"$error":"#DIV/0!"}}]
["XCUW534B",{"$f":"($F$7*(INDEX(Tabelle1!$A$1:$PG$492,MATCH($A497,Tabelle1!$A$1:$A$492,0),MATCH($A$7,Tabelle1!$A$1:$PG$1,0))))","v":0},null,null,null,null,{"$f":"Tabelle2[[#This Row],[Anzahl]]/Tabelle3[[#This Row],[Spalte3]]","v":{"$error":"#DIV/0!"}}]
["XCUW534E",{"$f":"($F$7*(INDEX(Tabelle1!$A$1:$PG$492,MATCH($A498,Tabelle1!$A$1:$A$492,0),MATCH($A$7,Tabelle1!$A$1:$PG$1,0))))","v":0},null,null,null,null,{"$f":"Tabelle2[[#This Row],[Anzahl]]/Tabelle3[[#This Row],[Spalte3]]","v":{"$error":"#DIV/0!"}}]
["XCUW535",{"$f":"($F$7*(INDEX(Tabelle1!$A$1:$PG$492,MATCH($A499,Tabelle1!$A$1:$A$492,0),MATCH($A$7,Tabelle1!$A$1:$PG$1,0))))","v":0},null,null,null,null,{"$f":"Tabelle2[[#This Row],[Anzahl]]/Tabelle3[[#This Row],[Spalte3]]","v":{"$error":"#DIV/0!"}}]
["XCUW535B",{"$f":"($F$7*(INDEX(Tabelle1!$A$1:$PG$492,MATCH($A500,Tabelle1!$A$1:$A$492,0),MATCH($A$7,Tabelle1!$A$1:$PG$1,0))))","v":0},null,null,null,null,{"$f":"Tabelle2[[#This Row],[Anzahl]]/Tabelle3[[#This Row],[Spalte3]]","v":{"$error":"#DIV/0!"}}]
["XCUW535E",{"$f":"($F$7*(INDEX(Tabelle1!$A$1:$PG$492,MATCH($A501,Tabelle1!$A$1:$A$492,0),MATCH($A$7,Tabelle1!$A$1:$PG$1,0))))","v":0},null,null,null,null,{"$f":"Tabelle2[[#This Row],[Anzahl]]/Tabelle3[[#This Row],[Spalte3]]","v":{"$error":"#DIV/0!"}}]